## GeneralData
Archetype list | Name | System Convective Fraction | AHU humidity control | AHU sensible heat recovery | AHU latent heat recovery | Outdoor Air Ratio | DomesticHotWater calculation | Appliances calculation | Holidays from 0 to 364
|  | [0-1] | [Bool] | [0-1] | [0-1] | [0-1] | [-] | [-] | 1,2,3,4,5,168,169,170
Of-1 | Office Building - Office Room | 0.5 | FALSE | 0.6 | 0 | 1 | Schedule | Schedule
Of-2 | Office Building - Office room with heavy electrical load | 0.5 | FALSE | 0.6 | 0 | 1 | Schedule | Schedule
Of-3 | Office Building - Meeting room | 0.5 | FALSE | 0.6 | 0 | 1 | Schedule | Schedule
Of-5 | Office Building - Canteen | 0.5 | FALSE | 0.6 | 0 | 1 | Schedule | Schedule
Of-6 | Office Building - Central monitor room | 0.5 | FALSE | 0.6 | 0 | 1 | Schedule | Schedule
Of-7 | Office Building - Changing room | 0.5 | FALSE | 0.6 | 0 | 1 | Schedule | Schedule
Of-8 | Office Building - Corridor | 0.5 | FALSE | 0.6 | 0 | 1 | Schedule | Schedule
Of-9 | Office Building - Lobby | 0.5 | FALSE | 0.6 | 0 | 1 | Schedule | Schedule
Of-10 | Office Building - Lavatory | 0.5 | FALSE | 0.6 | 0 | 1 | Schedule | Schedule
Of-11 | Office Building - Smoking Room | 0.5 | FALSE | 0.6 | 0 | 1 | Schedule | Schedule
Ed-1 | Educational building - Class room of junior and junior high school | 0.5 | FALSE | 0.6 | 0 | 1 | Schedule | Schedule
Ed-2 | Educational building - Class room of high school | 0.5 | FALSE | 0.6 | 0 | 1 | Schedule | Schedule
Ed-3 | Educational building - Teachers’ room | 0.5 | FALSE | 0.6 | 0 | 1 | Schedule | Schedule
Ed-4 | Educational building - Canteen of junior, junior high and high school | 0.5 | FALSE | 0.6 | 0 | 1 | Schedule | Schedule
Ed-5 | Educational building - Lecture room of university | 0.5 | FALSE | 0.6 | 0 | 1 | Schedule | Schedule
Ed-6 | Educational building - Canteen of university | 0.5 | FALSE | 0.6 | 0 | 1 | Schedule | Schedule
Ed-7 | Educational building - Office room | 0.5 | FALSE | 0.6 | 0 | 1 | Schedule | Schedule
Ed-8 | Educational building - Study room | 0.5 | FALSE | 0.6 | 0 | 1 | Schedule | Schedule
Ed-9 | Educational building - Computer exercise room | 0.5 | FALSE | 0.6 | 0 | 1 | Schedule | Schedule
Ed-10 | Educational building - Laboratory | 0.5 | FALSE | 0.6 | 0 | 1 | Schedule | Schedule
Ed-11 | Educational building - Practice room | 0.5 | FALSE | 0.6 | 0 | 1 | Schedule | Schedule
Ed-12 | Educational building - Lecture hall and gymnasium | 0.5 | FALSE | 0.6 | 0 | 1 | Schedule | Schedule
Ed-13 | Educational building - Night watchman’s room | 0.5 | FALSE | 0.6 | 0 | 1 | Schedule | Schedule
Ed-14 | Educational building - Changing room | 0.5 | FALSE | 0.6 | 0 | 1 | Schedule | Schedule
Ed-15 | Educational building - Corridor | 0.5 | FALSE | 0.6 | 0 | 1 | Schedule | Schedule
Ed-16 | Educational building - Lobby | 0.5 | FALSE | 0.6 | 0 | 1 | Schedule | Schedule
Ed-17 | Educational building - Lavatory | 0.5 | FALSE | 0.6 | 0 | 1 | Schedule | Schedule
Ed-18 | Educational building - Smoking room | 0.5 | FALSE | 0.6 | 0 | 1 | Schedule | Schedule

## Of-1
| Schedule | Occupancy (Total) | Appliances | Lighting | Infiltration FlowRate | HeatSP | CoolSP | HumSP | DehumSP | Ventilation FlowRate | Ventilation Supply Temperature heating mode | Ventilation Supply specific humidity heating mode | Ventilation Supply Temperature cooling mode | Ventilation Supply specific humidity cooling mode | Domestic Hot Water FlowRate
| Unit | [W/m²] | [W/m²] | [W/m²] | [Vol/h] | [°C] | [°C] | [%] | [%] | [m³/(s m²)] | [°C] | [kg_v/kg_da] | [°C] | [kg_v/kg_da] | [L/(m2 h)]
Weekday | 1:00 | 0 | 0 | 0 | 0.3 | 0 | 50 | 0 | 100 | 0 | 22 | 0.0105 | 22 | 0.0105 | 0
Weekday | 2:00 | 0 | 0 | 0 | 0.3 | 0 | 50 | 0 | 100 | 0 | 22 | 0.0105 | 22 | 0.0105 | 0
Weekday | 3:00 | 0 | 0 | 0 | 0.3 | 0 | 50 | 0 | 100 | 0 | 22 | 0.0105 | 22 | 0.0105 | 0
Weekday | 4:00 | 0 | 0 | 0 | 0.3 | 0 | 50 | 0 | 100 | 0 | 22 | 0.0105 | 22 | 0.0105 | 0
Weekday | 5:00 | 0 | 0 | 0 | 0.3 | 0 | 50 | 0 | 100 | 0 | 22 | 0.0105 | 22 | 0.0105 | 0
Weekday | 6:00 | 0 | 0 | 0 | 0.3 | 0 | 50 | 0 | 100 | 0 | 22 | 0.0105 | 22 | 0.0105 | 0
Weekday | 7:00 | 0 | 0 | 0 | 0.3 | 0 | 50 | 0 | 100 | 0 | 22 | 0.0105 | 22 | 0.0105 | 0
Weekday | 8:00 | 0 | 0 | 0 | 0.3 | 22 | 26 | 40 | 50 | 0.0013889 | 22 | 0.0105 | 22 | 0.0105 | 0.027143
Weekday | 9:00 | 0 | 0 | 0 | 0.3 | 22 | 26 | 40 | 50 | 0.0013889 | 22 | 0.0105 | 22 | 0.0105 | 0.027143
Weekday | 10:00 | 0 | 0 | 0 | 0.3 | 22 | 26 | 40 | 50 | 0.0013889 | 22 | 0.0105 | 22 | 0.0105 | 0.027143
Weekday | 11:00 | 0 | 0 | 0 | 0.3 | 22 | 26 | 40 | 50 | 0.0013889 | 22 | 0.0105 | 22 | 0.0105 | 0.027143
Weekday | 12:00 | 0 | 0 | 0 | 0.3 | 22 | 26 | 40 | 50 | 0.0013889 | 22 | 0.0105 | 22 | 0.0105 | 0.027143
Weekday | 13:00 | 0 | 0 | 0 | 0.3 | 22 | 26 | 40 | 50 | 0.0013889 | 22 | 0.0105 | 22 | 0.0105 | 0.027143
Weekday | 14:00 | 0 | 0 | 0 | 0.3 | 22 | 26 | 40 | 50 | 0.0013889 | 22 | 0.0105 | 22 | 0.0105 | 0.027143
Weekday | 15:00 | 0 | 0 | 0 | 0.3 | 22 | 26 | 40 | 50 | 0.0013889 | 22 | 0.0105 | 22 | 0.0105 | 0.027143
Weekday | 16:00 | 0 | 0 | 0 | 0.3 | 22 | 26 | 40 | 50 | 0.0013889 | 22 | 0.0105 | 22 | 0.0105 | 0.027143
Weekday | 17:00 | 0 | 0 | 0 | 0.3 | 22 | 26 | 40 | 50 | 0.0013889 | 22 | 0.0105 | 22 | 0.0105 | 0.027143
Weekday | 18:00 | 0 | 0 | 0 | 0.3 | 22 | 26 | 40 | 50 | 0.0013889 | 22 | 0.0105 | 22 | 0.0105 | 0.027143
Weekday | 19:00 | 0 | 0 | 0 | 0.3 | 22 | 26 | 40 | 50 | 0.0013889 | 22 | 0.0105 | 22 | 0.0105 | 0.027143
Weekday | 20:00 | 0 | 0 | 0 | 0.3 | 22 | 26 | 40 | 50 | 0.0013889 | 22 | 0.0105 | 22 | 0.0105 | 0.027143
Weekday | 21:00 | 0 | 0 | 0 | 0.3 | 22 | 26 | 40 | 50 | 0.0013889 | 22 | 0.0105 | 22 | 0.0105 | 0.027143
Weekday | 22:00 | 0 | 0 | 0 | 0.3 | 0 | 50 | 0 | 100 | 0 | 22 | 0.0105 | 22 | 0.0105 | 0
Weekday | 23:00 | 0 | 0 | 0 | 0.3 | 0 | 50 | 0 | 100 | 0 | 22 | 0.0105 | 22 | 0.0105 | 0
Weekday | 0:00 | 0 | 0 | 0 | 0.3 | 0 | 50 | 0 | 100 | 0 | 22 | 0.0105 | 22 | 0.0105 | 0
Saturday | 1:00 | 0 | 0 | 0 | 0.3 | 0 | 50 | 0 | 100 | 0 | 22 | 0.0105 | 22 | 0.0105 | 0
Saturday | 2:00 | 0 | 0 | 0 | 0.3 | 0 | 50 | 0 | 100 | 0 | 22 | 0.0105 | 22 | 0.0105 | 0
Saturday | 3:00 | 0 | 0 | 0 | 0.3 | 0 | 50 | 0 | 100 | 0 | 22 | 0.0105 | 22 | 0.0105 | 0
Saturday | 4:00 | 0 | 0 | 0 | 0.3 | 0 | 50 | 0 | 100 | 0 | 22 | 0.0105 | 22 | 0.0105 | 0
Saturday | 5:00 | 0 | 0 | 0 | 0.3 | 0 | 50 | 0 | 100 | 0 | 22 | 0.0105 | 22 | 0.0105 | 0
Saturday | 6:00 | 0 | 0 | 0 | 0.3 | 0 | 50 | 0 | 100 | 0 | 22 | 0.0105 | 22 | 0.0105 | 0
Saturday | 7:00 | 0 | 0 | 0 | 0.3 | 0 | 50 | 0 | 100 | 0 | 22 | 0.0105 | 22 | 0.0105 | 0
Saturday | 8:00 | 0 | 0 | 0 | 0.3 | 0 | 50 | 0 | 100 | 0 | 22 | 0.0105 | 22 | 0.0105 | 0
Saturday | 9:00 | 0 | 0 | 0 | 0.3 | 0 | 50 | 0 | 100 | 0 | 22 | 0.0105 | 22 | 0.0105 | 0
Saturday | 10:00 | 0 | 0 | 0 | 0.3 | 0 | 50 | 0 | 100 | 0 | 22 | 0.0105 | 22 | 0.0105 | 0
Saturday | 11:00 | 0 | 0 | 0 | 0.3 | 0 | 50 | 0 | 100 | 0 | 22 | 0.0105 | 22 | 0.0105 | 0
Saturday | 12:00 | 0 | 0 | 0 | 0.3 | 0 | 50 | 0 | 100 | 0 | 22 | 0.0105 | 22 | 0.0105 | 0
Saturday | 13:00 | 0 | 0 | 0 | 0.3 | 0 | 50 | 0 | 100 | 0 | 22 | 0.0105 | 22 | 0.0105 | 0
Saturday | 14:00 | 0 | 0 | 0 | 0.3 | 0 | 50 | 0 | 100 | 0 | 22 | 0.0105 | 22 | 0.0105 | 0
Saturday | 15:00 | 0 | 0 | 0 | 0.3 | 0 | 50 | 0 | 100 | 0 | 22 | 0.0105 | 22 | 0.0105 | 0
Saturday | 16:00 | 0 | 0 | 0 | 0.3 | 0 | 50 | 0 | 100 | 0 | 22 | 0.0105 | 22 | 0.0105 | 0
Saturday | 17:00 | 0 | 0 | 0 | 0.3 | 0 | 50 | 0 | 100 | 0 | 22 | 0.0105 | 22 | 0.0105 | 0
Saturday | 18:00 | 0 | 0 | 0 | 0.3 | 0 | 50 | 0 | 100 | 0 | 22 | 0.0105 | 22 | 0.0105 | 0
Saturday | 19:00 | 0 | 0 | 0 | 0.3 | 0 | 50 | 0 | 100 | 0 | 22 | 0.0105 | 22 | 0.0105 | 0
Saturday | 20:00 | 0 | 0 | 0 | 0.3 | 0 | 50 | 0 | 100 | 0 | 22 | 0.0105 | 22 | 0.0105 | 0
Saturday | 21:00 | 0 | 0 | 0 | 0.3 | 0 | 50 | 0 | 100 | 0 | 22 | 0.0105 | 22 | 0.0105 | 0
Saturday | 22:00 | 0 | 0 | 0 | 0.3 | 0 | 50 | 0 | 100 | 0 | 22 | 0.0105 | 22 | 0.0105 | 0
Saturday | 23:00 | 0 | 0 | 0 | 0.3 | 0 | 50 | 0 | 100 | 0 | 22 | 0.0105 | 22 | 0.0105 | 0
Saturday | 0:00 | 0 | 0 | 0 | 0.3 | 0 | 50 | 0 | 100 | 0 | 22 | 0.0105 | 22 | 0.0105 | 0
Sunday | 1:00 | 0 | 0 | 0 | 0.3 | 0 | 50 | 0 | 100 | 0 | 22 | 0.0105 | 22 | 0.0105 | 0
Sunday | 2:00 | 0 | 0 | 0 | 0.3 | 0 | 50 | 0 | 100 | 0 | 22 | 0.0105 | 22 | 0.0105 | 0
Sunday | 3:00 | 0 | 0 | 0 | 0.3 | 0 | 50 | 0 | 100 | 0 | 22 | 0.0105 | 22 | 0.0105 | 0
Sunday | 4:00 | 0 | 0 | 0 | 0.3 | 0 | 50 | 0 | 100 | 0 | 22 | 0.0105 | 22 | 0.0105 | 0
Sunday | 5:00 | 0 | 0 | 0 | 0.3 | 0 | 50 | 0 | 100 | 0 | 22 | 0.0105 | 22 | 0.0105 | 0
Sunday | 6:00 | 0 | 0 | 0 | 0.3 | 0 | 50 | 0 | 100 | 0 | 22 | 0.0105 | 22 | 0.0105 | 0
Sunday | 7:00 | 0 | 0 | 0 | 0.3 | 0 | 50 | 0 | 100 | 0 | 22 | 0.0105 | 22 | 0.0105 | 0
Sunday | 8:00 | 0 | 0 | 0 | 0.3 | 0 | 50 | 0 | 100 | 0 | 22 | 0.0105 | 22 | 0.0105 | 0
Sunday | 9:00 | 0 | 0 | 0 | 0.3 | 0 | 50 | 0 | 100 | 0 | 22 | 0.0105 | 22 | 0.0105 | 0
Sunday | 10:00 | 0 | 0 | 0 | 0.3 | 0 | 50 | 0 | 100 | 0 | 22 | 0.0105 | 22 | 0.0105 | 0
Sunday | 11:00 | 0 | 0 | 0 | 0.3 | 0 | 50 | 0 | 100 | 0 | 22 | 0.0105 | 22 | 0.0105 | 0
Sunday | 12:00 | 0 | 0 | 0 | 0.3 | 0 | 50 | 0 | 100 | 0 | 22 | 0.0105 | 22 | 0.0105 | 0
Sunday | 13:00 | 0 | 0 | 0 | 0.3 | 0 | 50 | 0 | 100 | 0 | 22 | 0.0105 | 22 | 0.0105 | 0
Sunday | 14:00 | 0 | 0 | 0 | 0.3 | 0 | 50 | 0 | 100 | 0 | 22 | 0.0105 | 22 | 0.0105 | 0
Sunday | 15:00 | 0 | 0 | 0 | 0.3 | 0 | 50 | 0 | 100 | 0 | 22 | 0.0105 | 22 | 0.0105 | 0
Sunday | 16:00 | 0 | 0 | 0 | 0.3 | 0 | 50 | 0 | 100 | 0 | 22 | 0.0105 | 22 | 0.0105 | 0
Sunday | 17:00 | 0 | 0 | 0 | 0.3 | 0 | 50 | 0 | 100 | 0 | 22 | 0.0105 | 22 | 0.0105 | 0
Sunday | 18:00 | 0 | 0 | 0 | 0.3 | 0 | 50 | 0 | 100 | 0 | 22 | 0.0105 | 22 | 0.0105 | 0
Sunday | 19:00 | 0 | 0 | 0 | 0.3 | 0 | 50 | 0 | 100 | 0 | 22 | 0.0105 | 22 | 0.0105 | 0
Sunday | 20:00 | 0 | 0 | 0 | 0.3 | 0 | 50 | 0 | 100 | 0 | 22 | 0.0105 | 22 | 0.0105 | 0
Sunday | 21:00 | 0 | 0 | 0 | 0.3 | 0 | 50 | 0 | 100 | 0 | 22 | 0.0105 | 22 | 0.0105 | 0
Sunday | 22:00 | 0 | 0 | 0 | 0.3 | 0 | 50 | 0 | 100 | 0 | 22 | 0.0105 | 22 | 0.0105 | 0
Sunday | 23:00 | 0 | 0 | 0 | 0.3 | 0 | 50 | 0 | 100 | 0 | 22 | 0.0105 | 22 | 0.0105 | 0
Sunday | 0:00 | 0 | 0 | 0 | 0.3 | 0 | 50 | 0 | 100 | 0 | 22 | 0.0105 | 22 | 0.0105 | 0

## Of-2
| Schedule | Occupancy (Total) | Appliances | Lighting | Infiltration FlowRate | HeatSP | CoolSP | HumSP | DehumSP | Ventilation FlowRate | Ventilation Supply Temperature heating mode | Ventilation Supply specific humidity heating mode | Ventilation Supply Temperature cooling mode | Ventilation Supply specific humidity cooling mode | Domestic Hot Water FlowRate
| Unit | [W/m²] | [W/m²] | [W/m²] | [Vol/h] | [°C] | [°C] | [%] | [%] | [m³/(s m²)] | [°C] | [kg_v/kg_da] | [°C] | [kg_v/kg_da] | [L/(m2 h)]
Weekday | 1:00 | 0 | 0 | 0 | 0.3 | 0 | 50 | 0 | 100 | 0 | 22 | 0.0105 | 22 | 0.0105 | 0
Weekday | 2:00 | 0 | 0 | 0 | 0.3 | 0 | 50 | 0 | 100 | 0 | 22 | 0.0105 | 22 | 0.0105 | 0
Weekday | 3:00 | 0 | 0 | 0 | 0.3 | 0 | 50 | 0 | 100 | 0 | 22 | 0.0105 | 22 | 0.0105 | 0
Weekday | 4:00 | 0 | 0 | 0 | 0.3 | 0 | 50 | 0 | 100 | 0 | 22 | 0.0105 | 22 | 0.0105 | 0
Weekday | 5:00 | 0 | 0 | 0 | 0.3 | 0 | 50 | 0 | 100 | 0 | 22 | 0.0105 | 22 | 0.0105 | 0
Weekday | 6:00 | 0 | 0 | 0 | 0.3 | 0 | 50 | 0 | 100 | 0 | 22 | 0.0105 | 22 | 0.0105 | 0
Weekday | 7:00 | 0 | 0 | 0 | 0.3 | 0 | 50 | 0 | 100 | 0 | 22 | 0.0105 | 22 | 0.0105 | 0
Weekday | 8:00 | 0 | 0 | 0 | 0.3 | 22 | 26 | 40 | 50 | 0.0013889 | 22 | 0.0105 | 22 | 0.0105 | 0.027143
Weekday | 9:00 | 0 | 0 | 0 | 0.3 | 22 | 26 | 40 | 50 | 0.0013889 | 22 | 0.0105 | 22 | 0.0105 | 0.027143
Weekday | 10:00 | 0 | 0 | 0 | 0.3 | 22 | 26 | 40 | 50 | 0.0013889 | 22 | 0.0105 | 22 | 0.0105 | 0.027143
Weekday | 11:00 | 0 | 0 | 0 | 0.3 | 22 | 26 | 40 | 50 | 0.0013889 | 22 | 0.0105 | 22 | 0.0105 | 0.027143
Weekday | 12:00 | 0 | 0 | 0 | 0.3 | 22 | 26 | 40 | 50 | 0.0013889 | 22 | 0.0105 | 22 | 0.0105 | 0.027143
Weekday | 13:00 | 0 | 0 | 0 | 0.3 | 22 | 26 | 40 | 50 | 0.0013889 | 22 | 0.0105 | 22 | 0.0105 | 0.027143
Weekday | 14:00 | 0 | 0 | 0 | 0.3 | 22 | 26 | 40 | 50 | 0.0013889 | 22 | 0.0105 | 22 | 0.0105 | 0.027143
Weekday | 15:00 | 0 | 0 | 0 | 0.3 | 22 | 26 | 40 | 50 | 0.0013889 | 22 | 0.0105 | 22 | 0.0105 | 0.027143
Weekday | 16:00 | 0 | 0 | 0 | 0.3 | 22 | 26 | 40 | 50 | 0.0013889 | 22 | 0.0105 | 22 | 0.0105 | 0.027143
Weekday | 17:00 | 0 | 0 | 0 | 0.3 | 22 | 26 | 40 | 50 | 0.0013889 | 22 | 0.0105 | 22 | 0.0105 | 0.027143
Weekday | 18:00 | 0 | 0 | 0 | 0.3 | 22 | 26 | 40 | 50 | 0.0013889 | 22 | 0.0105 | 22 | 0.0105 | 0.027143
Weekday | 19:00 | 0 | 0 | 0 | 0.3 | 22 | 26 | 40 | 50 | 0.0013889 | 22 | 0.0105 | 22 | 0.0105 | 0.027143
Weekday | 20:00 | 0 | 0 | 0 | 0.3 | 22 | 26 | 40 | 50 | 0.0013889 | 22 | 0.0105 | 22 | 0.0105 | 0.027143
Weekday | 21:00 | 0 | 0 | 0 | 0.3 | 22 | 26 | 40 | 50 | 0.0013889 | 22 | 0.0105 | 22 | 0.0105 | 0.027143
Weekday | 22:00 | 0 | 0 | 0 | 0.3 | 0 | 50 | 0 | 100 | 0 | 22 | 0.0105 | 22 | 0.0105 | 0
Weekday | 23:00 | 0 | 0 | 0 | 0.3 | 0 | 50 | 0 | 100 | 0 | 22 | 0.0105 | 22 | 0.0105 | 0
Weekday | 0:00 | 0 | 0 | 0 | 0.3 | 0 | 50 | 0 | 100 | 0 | 22 | 0.0105 | 22 | 0.0105 | 0
Saturday | 1:00 | 0 | 0 | 0 | 0.3 | 0 | 50 | 0 | 100 | 0 | 22 | 0.0105 | 22 | 0.0105 | 0
Saturday | 2:00 | 0 | 0 | 0 | 0.3 | 0 | 50 | 0 | 100 | 0 | 22 | 0.0105 | 22 | 0.0105 | 0
Saturday | 3:00 | 0 | 0 | 0 | 0.3 | 0 | 50 | 0 | 100 | 0 | 22 | 0.0105 | 22 | 0.0105 | 0
Saturday | 4:00 | 0 | 0 | 0 | 0.3 | 0 | 50 | 0 | 100 | 0 | 22 | 0.0105 | 22 | 0.0105 | 0
Saturday | 5:00 | 0 | 0 | 0 | 0.3 | 0 | 50 | 0 | 100 | 0 | 22 | 0.0105 | 22 | 0.0105 | 0
Saturday | 6:00 | 0 | 0 | 0 | 0.3 | 0 | 50 | 0 | 100 | 0 | 22 | 0.0105 | 22 | 0.0105 | 0
Saturday | 7:00 | 0 | 0 | 0 | 0.3 | 0 | 50 | 0 | 100 | 0 | 22 | 0.0105 | 22 | 0.0105 | 0
Saturday | 8:00 | 0 | 0 | 0 | 0.3 | 0 | 50 | 0 | 100 | 0 | 22 | 0.0105 | 22 | 0.0105 | 0
Saturday | 9:00 | 0 | 0 | 0 | 0.3 | 0 | 50 | 0 | 100 | 0 | 22 | 0.0105 | 22 | 0.0105 | 0
Saturday | 10:00 | 0 | 0 | 0 | 0.3 | 0 | 50 | 0 | 100 | 0 | 22 | 0.0105 | 22 | 0.0105 | 0
Saturday | 11:00 | 0 | 0 | 0 | 0.3 | 0 | 50 | 0 | 100 | 0 | 22 | 0.0105 | 22 | 0.0105 | 0
Saturday | 12:00 | 0 | 0 | 0 | 0.3 | 0 | 50 | 0 | 100 | 0 | 22 | 0.0105 | 22 | 0.0105 | 0
Saturday | 13:00 | 0 | 0 | 0 | 0.3 | 0 | 50 | 0 | 100 | 0 | 22 | 0.0105 | 22 | 0.0105 | 0
Saturday | 14:00 | 0 | 0 | 0 | 0.3 | 0 | 50 | 0 | 100 | 0 | 22 | 0.0105 | 22 | 0.0105 | 0
Saturday | 15:00 | 0 | 0 | 0 | 0.3 | 0 | 50 | 0 | 100 | 0 | 22 | 0.0105 | 22 | 0.0105 | 0
Saturday | 16:00 | 0 | 0 | 0 | 0.3 | 0 | 50 | 0 | 100 | 0 | 22 | 0.0105 | 22 | 0.0105 | 0
Saturday | 17:00 | 0 | 0 | 0 | 0.3 | 0 | 50 | 0 | 100 | 0 | 22 | 0.0105 | 22 | 0.0105 | 0
Saturday | 18:00 | 0 | 0 | 0 | 0.3 | 0 | 50 | 0 | 100 | 0 | 22 | 0.0105 | 22 | 0.0105 | 0
Saturday | 19:00 | 0 | 0 | 0 | 0.3 | 0 | 50 | 0 | 100 | 0 | 22 | 0.0105 | 22 | 0.0105 | 0
Saturday | 20:00 | 0 | 0 | 0 | 0.3 | 0 | 50 | 0 | 100 | 0 | 22 | 0.0105 | 22 | 0.0105 | 0
Saturday | 21:00 | 0 | 0 | 0 | 0.3 | 0 | 50 | 0 | 100 | 0 | 22 | 0.0105 | 22 | 0.0105 | 0
Saturday | 22:00 | 0 | 0 | 0 | 0.3 | 0 | 50 | 0 | 100 | 0 | 22 | 0.0105 | 22 | 0.0105 | 0
Saturday | 23:00 | 0 | 0 | 0 | 0.3 | 0 | 50 | 0 | 100 | 0 | 22 | 0.0105 | 22 | 0.0105 | 0
Saturday | 0:00 | 0 | 0 | 0 | 0.3 | 0 | 50 | 0 | 100 | 0 | 22 | 0.0105 | 22 | 0.0105 | 0
Sunday | 1:00 | 0 | 0 | 0 | 0.3 | 0 | 50 | 0 | 100 | 0 | 22 | 0.0105 | 22 | 0.0105 | 0
Sunday | 2:00 | 0 | 0 | 0 | 0.3 | 0 | 50 | 0 | 100 | 0 | 22 | 0.0105 | 22 | 0.0105 | 0
Sunday | 3:00 | 0 | 0 | 0 | 0.3 | 0 | 50 | 0 | 100 | 0 | 22 | 0.0105 | 22 | 0.0105 | 0
Sunday | 4:00 | 0 | 0 | 0 | 0.3 | 0 | 50 | 0 | 100 | 0 | 22 | 0.0105 | 22 | 0.0105 | 0
Sunday | 5:00 | 0 | 0 | 0 | 0.3 | 0 | 50 | 0 | 100 | 0 | 22 | 0.0105 | 22 | 0.0105 | 0
Sunday | 6:00 | 0 | 0 | 0 | 0.3 | 0 | 50 | 0 | 100 | 0 | 22 | 0.0105 | 22 | 0.0105 | 0
Sunday | 7:00 | 0 | 0 | 0 | 0.3 | 0 | 50 | 0 | 100 | 0 | 22 | 0.0105 | 22 | 0.0105 | 0
Sunday | 8:00 | 0 | 0 | 0 | 0.3 | 0 | 50 | 0 | 100 | 0 | 22 | 0.0105 | 22 | 0.0105 | 0
Sunday | 9:00 | 0 | 0 | 0 | 0.3 | 0 | 50 | 0 | 100 | 0 | 22 | 0.0105 | 22 | 0.0105 | 0
Sunday | 10:00 | 0 | 0 | 0 | 0.3 | 0 | 50 | 0 | 100 | 0 | 22 | 0.0105 | 22 | 0.0105 | 0
Sunday | 11:00 | 0 | 0 | 0 | 0.3 | 0 | 50 | 0 | 100 | 0 | 22 | 0.0105 | 22 | 0.0105 | 0
Sunday | 12:00 | 0 | 0 | 0 | 0.3 | 0 | 50 | 0 | 100 | 0 | 22 | 0.0105 | 22 | 0.0105 | 0
Sunday | 13:00 | 0 | 0 | 0 | 0.3 | 0 | 50 | 0 | 100 | 0 | 22 | 0.0105 | 22 | 0.0105 | 0
Sunday | 14:00 | 0 | 0 | 0 | 0.3 | 0 | 50 | 0 | 100 | 0 | 22 | 0.0105 | 22 | 0.0105 | 0
Sunday | 15:00 | 0 | 0 | 0 | 0.3 | 0 | 50 | 0 | 100 | 0 | 22 | 0.0105 | 22 | 0.0105 | 0
Sunday | 16:00 | 0 | 0 | 0 | 0.3 | 0 | 50 | 0 | 100 | 0 | 22 | 0.0105 | 22 | 0.0105 | 0
Sunday | 17:00 | 0 | 0 | 0 | 0.3 | 0 | 50 | 0 | 100 | 0 | 22 | 0.0105 | 22 | 0.0105 | 0
Sunday | 18:00 | 0 | 0 | 0 | 0.3 | 0 | 50 | 0 | 100 | 0 | 22 | 0.0105 | 22 | 0.0105 | 0
Sunday | 19:00 | 0 | 0 | 0 | 0.3 | 0 | 50 | 0 | 100 | 0 | 22 | 0.0105 | 22 | 0.0105 | 0
Sunday | 20:00 | 0 | 0 | 0 | 0.3 | 0 | 50 | 0 | 100 | 0 | 22 | 0.0105 | 22 | 0.0105 | 0
Sunday | 21:00 | 0 | 0 | 0 | 0.3 | 0 | 50 | 0 | 100 | 0 | 22 | 0.0105 | 22 | 0.0105 | 0
Sunday | 22:00 | 0 | 0 | 0 | 0.3 | 0 | 50 | 0 | 100 | 0 | 22 | 0.0105 | 22 | 0.0105 | 0
Sunday | 23:00 | 0 | 0 | 0 | 0.3 | 0 | 50 | 0 | 100 | 0 | 22 | 0.0105 | 22 | 0.0105 | 0
Sunday | 0:00 | 0 | 0 | 0 | 0.3 | 0 | 50 | 0 | 100 | 0 | 22 | 0.0105 | 22 | 0.0105 | 0

## Of-3
| Schedule | Occupancy (Total) | Appliances | Lighting | Infiltration FlowRate | HeatSP | CoolSP | HumSP | DehumSP | Ventilation FlowRate | Ventilation Supply Temperature heating mode | Ventilation Supply specific humidity heating mode | Ventilation Supply Temperature cooling mode | Ventilation Supply specific humidity cooling mode | Domestic Hot Water FlowRate
| Unit | [W/m²] | [W/m²] | [W/m²] | [Vol/h] | [°C] | [°C] | [%] | [%] | [m³/(s m²)] | [°C] | [kg_v/kg_da] | [°C] | [kg_v/kg_da] | [L/(m2 h)]
Weekday | 1:00 | 0 | 0 | 0 | 0.3 | 0 | 50 | 0 | 100 | 0 | 22 | 0.0105 | 22 | 0.0105 | 0
Weekday | 2:00 | 0 | 0 | 0 | 0.3 | 0 | 50 | 0 | 100 | 0 | 22 | 0.0105 | 22 | 0.0105 | 0
Weekday | 3:00 | 0 | 0 | 0 | 0.3 | 0 | 50 | 0 | 100 | 0 | 22 | 0.0105 | 22 | 0.0105 | 0
Weekday | 4:00 | 0 | 0 | 0 | 0.3 | 0 | 50 | 0 | 100 | 0 | 22 | 0.0105 | 22 | 0.0105 | 0
Weekday | 5:00 | 0 | 0 | 0 | 0.3 | 0 | 50 | 0 | 100 | 0 | 22 | 0.0105 | 22 | 0.0105 | 0
Weekday | 6:00 | 0 | 0 | 0 | 0.3 | 0 | 50 | 0 | 100 | 0 | 22 | 0.0105 | 22 | 0.0105 | 0
Weekday | 7:00 | 0 | 0 | 0 | 0.3 | 0 | 50 | 0 | 100 | 0 | 22 | 0.0105 | 22 | 0.0105 | 0
Weekday | 8:00 | 0 | 0 | 0 | 0.3 | 0 | 50 | 0 | 100 | 0 | 22 | 0.0105 | 22 | 0.0105 | 0
Weekday | 9:00 | 0 | 0 | 0 | 0.3 | 22 | 26 | 40 | 50 | 0.0033333 | 22 | 0.0105 | 22 | 0.0105 | 0.114
Weekday | 10:00 | 0 | 0 | 0 | 0.3 | 22 | 26 | 40 | 50 | 0.0033333 | 22 | 0.0105 | 22 | 0.0105 | 0.114
Weekday | 11:00 | 0 | 0 | 0 | 0.3 | 22 | 26 | 40 | 50 | 0.0033333 | 22 | 0.0105 | 22 | 0.0105 | 0.114
Weekday | 12:00 | 0 | 0 | 0 | 0.3 | 22 | 26 | 40 | 50 | 0.0033333 | 22 | 0.0105 | 22 | 0.0105 | 0.114
Weekday | 13:00 | 0 | 0 | 0 | 0.3 | 22 | 26 | 40 | 50 | 0.0033333 | 22 | 0.0105 | 22 | 0.0105 | 0.114
Weekday | 14:00 | 0 | 0 | 0 | 0.3 | 22 | 26 | 40 | 50 | 0.0033333 | 22 | 0.0105 | 22 | 0.0105 | 0.114
Weekday | 15:00 | 0 | 0 | 0 | 0.3 | 22 | 26 | 40 | 50 | 0.0033333 | 22 | 0.0105 | 22 | 0.0105 | 0.114
Weekday | 16:00 | 0 | 0 | 0 | 0.3 | 22 | 26 | 40 | 50 | 0.0033333 | 22 | 0.0105 | 22 | 0.0105 | 0.114
Weekday | 17:00 | 0 | 0 | 0 | 0.3 | 22 | 26 | 40 | 50 | 0.0033333 | 22 | 0.0105 | 22 | 0.0105 | 0.114
Weekday | 18:00 | 0 | 0 | 0 | 0.3 | 22 | 26 | 40 | 50 | 0.0033333 | 22 | 0.0105 | 22 | 0.0105 | 0.114
Weekday | 19:00 | 0 | 0 | 0 | 0.3 | 0 | 50 | 0 | 100 | 0 | 22 | 0.0105 | 22 | 0.0105 | 0
Weekday | 20:00 | 0 | 0 | 0 | 0.3 | 0 | 50 | 0 | 100 | 0 | 22 | 0.0105 | 22 | 0.0105 | 0
Weekday | 21:00 | 0 | 0 | 0 | 0.3 | 0 | 50 | 0 | 100 | 0 | 22 | 0.0105 | 22 | 0.0105 | 0
Weekday | 22:00 | 0 | 0 | 0 | 0.3 | 0 | 50 | 0 | 100 | 0 | 22 | 0.0105 | 22 | 0.0105 | 0
Weekday | 23:00 | 0 | 0 | 0 | 0.3 | 0 | 50 | 0 | 100 | 0 | 22 | 0.0105 | 22 | 0.0105 | 0
Weekday | 0:00 | 0 | 0 | 0 | 0.3 | 0 | 50 | 0 | 100 | 0 | 22 | 0.0105 | 22 | 0.0105 | 0
Saturday | 1:00 | 0 | 0 | 0 | 0.3 | 0 | 50 | 0 | 100 | 0 | 22 | 0.0105 | 22 | 0.0105 | 0
Saturday | 2:00 | 0 | 0 | 0 | 0.3 | 0 | 50 | 0 | 100 | 0 | 22 | 0.0105 | 22 | 0.0105 | 0
Saturday | 3:00 | 0 | 0 | 0 | 0.3 | 0 | 50 | 0 | 100 | 0 | 22 | 0.0105 | 22 | 0.0105 | 0
Saturday | 4:00 | 0 | 0 | 0 | 0.3 | 0 | 50 | 0 | 100 | 0 | 22 | 0.0105 | 22 | 0.0105 | 0
Saturday | 5:00 | 0 | 0 | 0 | 0.3 | 0 | 50 | 0 | 100 | 0 | 22 | 0.0105 | 22 | 0.0105 | 0
Saturday | 6:00 | 0 | 0 | 0 | 0.3 | 0 | 50 | 0 | 100 | 0 | 22 | 0.0105 | 22 | 0.0105 | 0
Saturday | 7:00 | 0 | 0 | 0 | 0.3 | 0 | 50 | 0 | 100 | 0 | 22 | 0.0105 | 22 | 0.0105 | 0
Saturday | 8:00 | 0 | 0 | 0 | 0.3 | 0 | 50 | 0 | 100 | 0 | 22 | 0.0105 | 22 | 0.0105 | 0
Saturday | 9:00 | 0 | 0 | 0 | 0.3 | 0 | 50 | 0 | 100 | 0 | 22 | 0.0105 | 22 | 0.0105 | 0
Saturday | 10:00 | 0 | 0 | 0 | 0.3 | 0 | 50 | 0 | 100 | 0 | 22 | 0.0105 | 22 | 0.0105 | 0
Saturday | 11:00 | 0 | 0 | 0 | 0.3 | 0 | 50 | 0 | 100 | 0 | 22 | 0.0105 | 22 | 0.0105 | 0
Saturday | 12:00 | 0 | 0 | 0 | 0.3 | 0 | 50 | 0 | 100 | 0 | 22 | 0.0105 | 22 | 0.0105 | 0
Saturday | 13:00 | 0 | 0 | 0 | 0.3 | 0 | 50 | 0 | 100 | 0 | 22 | 0.0105 | 22 | 0.0105 | 0
Saturday | 14:00 | 0 | 0 | 0 | 0.3 | 0 | 50 | 0 | 100 | 0 | 22 | 0.0105 | 22 | 0.0105 | 0
Saturday | 15:00 | 0 | 0 | 0 | 0.3 | 0 | 50 | 0 | 100 | 0 | 22 | 0.0105 | 22 | 0.0105 | 0
Saturday | 16:00 | 0 | 0 | 0 | 0.3 | 0 | 50 | 0 | 100 | 0 | 22 | 0.0105 | 22 | 0.0105 | 0
Saturday | 17:00 | 0 | 0 | 0 | 0.3 | 0 | 50 | 0 | 100 | 0 | 22 | 0.0105 | 22 | 0.0105 | 0
Saturday | 18:00 | 0 | 0 | 0 | 0.3 | 0 | 50 | 0 | 100 | 0 | 22 | 0.0105 | 22 | 0.0105 | 0
Saturday | 19:00 | 0 | 0 | 0 | 0.3 | 0 | 50 | 0 | 100 | 0 | 22 | 0.0105 | 22 | 0.0105 | 0
Saturday | 20:00 | 0 | 0 | 0 | 0.3 | 0 | 50 | 0 | 100 | 0 | 22 | 0.0105 | 22 | 0.0105 | 0
Saturday | 21:00 | 0 | 0 | 0 | 0.3 | 0 | 50 | 0 | 100 | 0 | 22 | 0.0105 | 22 | 0.0105 | 0
Saturday | 22:00 | 0 | 0 | 0 | 0.3 | 0 | 50 | 0 | 100 | 0 | 22 | 0.0105 | 22 | 0.0105 | 0
Saturday | 23:00 | 0 | 0 | 0 | 0.3 | 0 | 50 | 0 | 100 | 0 | 22 | 0.0105 | 22 | 0.0105 | 0
Saturday | 0:00 | 0 | 0 | 0 | 0.3 | 0 | 50 | 0 | 100 | 0 | 22 | 0.0105 | 22 | 0.0105 | 0
Sunday | 1:00 | 0 | 0 | 0 | 0.3 | 0 | 50 | 0 | 100 | 0 | 22 | 0.0105 | 22 | 0.0105 | 0
Sunday | 2:00 | 0 | 0 | 0 | 0.3 | 0 | 50 | 0 | 100 | 0 | 22 | 0.0105 | 22 | 0.0105 | 0
Sunday | 3:00 | 0 | 0 | 0 | 0.3 | 0 | 50 | 0 | 100 | 0 | 22 | 0.0105 | 22 | 0.0105 | 0
Sunday | 4:00 | 0 | 0 | 0 | 0.3 | 0 | 50 | 0 | 100 | 0 | 22 | 0.0105 | 22 | 0.0105 | 0
Sunday | 5:00 | 0 | 0 | 0 | 0.3 | 0 | 50 | 0 | 100 | 0 | 22 | 0.0105 | 22 | 0.0105 | 0
Sunday | 6:00 | 0 | 0 | 0 | 0.3 | 0 | 50 | 0 | 100 | 0 | 22 | 0.0105 | 22 | 0.0105 | 0
Sunday | 7:00 | 0 | 0 | 0 | 0.3 | 0 | 50 | 0 | 100 | 0 | 22 | 0.0105 | 22 | 0.0105 | 0
Sunday | 8:00 | 0 | 0 | 0 | 0.3 | 0 | 50 | 0 | 100 | 0 | 22 | 0.0105 | 22 | 0.0105 | 0
Sunday | 9:00 | 0 | 0 | 0 | 0.3 | 0 | 50 | 0 | 100 | 0 | 22 | 0.0105 | 22 | 0.0105 | 0
Sunday | 10:00 | 0 | 0 | 0 | 0.3 | 0 | 50 | 0 | 100 | 0 | 22 | 0.0105 | 22 | 0.0105 | 0
Sunday | 11:00 | 0 | 0 | 0 | 0.3 | 0 | 50 | 0 | 100 | 0 | 22 | 0.0105 | 22 | 0.0105 | 0
Sunday | 12:00 | 0 | 0 | 0 | 0.3 | 0 | 50 | 0 | 100 | 0 | 22 | 0.0105 | 22 | 0.0105 | 0
Sunday | 13:00 | 0 | 0 | 0 | 0.3 | 0 | 50 | 0 | 100 | 0 | 22 | 0.0105 | 22 | 0.0105 | 0
Sunday | 14:00 | 0 | 0 | 0 | 0.3 | 0 | 50 | 0 | 100 | 0 | 22 | 0.0105 | 22 | 0.0105 | 0
Sunday | 15:00 | 0 | 0 | 0 | 0.3 | 0 | 50 | 0 | 100 | 0 | 22 | 0.0105 | 22 | 0.0105 | 0
Sunday | 16:00 | 0 | 0 | 0 | 0.3 | 0 | 50 | 0 | 100 | 0 | 22 | 0.0105 | 22 | 0.0105 | 0
Sunday | 17:00 | 0 | 0 | 0 | 0.3 | 0 | 50 | 0 | 100 | 0 | 22 | 0.0105 | 22 | 0.0105 | 0
Sunday | 18:00 | 0 | 0 | 0 | 0.3 | 0 | 50 | 0 | 100 | 0 | 22 | 0.0105 | 22 | 0.0105 | 0
Sunday | 19:00 | 0 | 0 | 0 | 0.3 | 0 | 50 | 0 | 100 | 0 | 22 | 0.0105 | 22 | 0.0105 | 0
Sunday | 20:00 | 0 | 0 | 0 | 0.3 | 0 | 50 | 0 | 100 | 0 | 22 | 0.0105 | 22 | 0.0105 | 0
Sunday | 21:00 | 0 | 0 | 0 | 0.3 | 0 | 50 | 0 | 100 | 0 | 22 | 0.0105 | 22 | 0.0105 | 0
Sunday | 22:00 | 0 | 0 | 0 | 0.3 | 0 | 50 | 0 | 100 | 0 | 22 | 0.0105 | 22 | 0.0105 | 0
Sunday | 23:00 | 0 | 0 | 0 | 0.3 | 0 | 50 | 0 | 100 | 0 | 22 | 0.0105 | 22 | 0.0105 | 0
Sunday | 0:00 | 0 | 0 | 0 | 0.3 | 0 | 50 | 0 | 100 | 0 | 22 | 0.0105 | 22 | 0.0105 | 0

## Of-5
| Schedule | Occupancy (Total) | Appliances | Lighting | Infiltration FlowRate | HeatSP | CoolSP | HumSP | DehumSP | Ventilation FlowRate | Ventilation Supply Temperature heating mode | Ventilation Supply specific humidity heating mode | Ventilation Supply Temperature cooling mode | Ventilation Supply specific humidity cooling mode | Domestic Hot Water FlowRate
| Unit | [W/m²] | [W/m²] | [W/m²] | [Vol/h] | [°C] | [°C] | [%] | [%] | [m³/(s m²)] | [°C] | [kg_v/kg_da] | [°C] | [kg_v/kg_da] | [L/(m2 h)]
Weekday | 1:00 | 0 | 0 | 0 | 0.3 | 0 | 50 | 0 | 100 | 0 | 22 | 0.0105 | 22 | 0.0105 | 0
Weekday | 2:00 | 0 | 0 | 0 | 0.3 | 0 | 50 | 0 | 100 | 0 | 22 | 0.0105 | 22 | 0.0105 | 0
Weekday | 3:00 | 0 | 0 | 0 | 0.3 | 0 | 50 | 0 | 100 | 0 | 22 | 0.0105 | 22 | 0.0105 | 0
Weekday | 4:00 | 0 | 0 | 0 | 0.3 | 0 | 50 | 0 | 100 | 0 | 22 | 0.0105 | 22 | 0.0105 | 0
Weekday | 5:00 | 0 | 0 | 0 | 0.3 | 0 | 50 | 0 | 100 | 0 | 22 | 0.0105 | 22 | 0.0105 | 0
Weekday | 6:00 | 0 | 0 | 0 | 0.3 | 0 | 50 | 0 | 100 | 0 | 22 | 0.0105 | 22 | 0.0105 | 0
Weekday | 7:00 | 0 | 0 | 0 | 0.3 | 0 | 50 | 0 | 100 | 0 | 22 | 0.0105 | 22 | 0.0105 | 0
Weekday | 8:00 | 0 | 0 | 0 | 0.3 | 0 | 50 | 0 | 100 | 0 | 22 | 0.0105 | 22 | 0.0105 | 0
Weekday | 9:00 | 0 | 0 | 0 | 0.3 | 0 | 50 | 0 | 100 | 0 | 22 | 0.0105 | 22 | 0.0105 | 0
Weekday | 10:00 | 0 | 0 | 0 | 0.3 | 0 | 50 | 0 | 100 | 0 | 22 | 0.0105 | 22 | 0.0105 | 0
Weekday | 11:00 | 0 | 0 | 0 | 0.3 | 0 | 50 | 0 | 100 | 0 | 22 | 0.0105 | 22 | 0.0105 | 0
Weekday | 12:00 | 0 | 0 | 0 | 0.3 | 22 | 26 | 40 | 50 | 0.0041667 | 22 | 0.0105 | 22 | 0.0105 | 8
Weekday | 13:00 | 0 | 0 | 0 | 0.3 | 22 | 26 | 40 | 50 | 0.0041667 | 22 | 0.0105 | 22 | 0.0105 | 8
Weekday | 14:00 | 0 | 0 | 0 | 0.3 | 22 | 26 | 40 | 50 | 0.0041667 | 22 | 0.0105 | 22 | 0.0105 | 8
Weekday | 15:00 | 0 | 0 | 0 | 0.3 | 0 | 50 | 0 | 100 | 0 | 22 | 0.0105 | 22 | 0.0105 | 0
Weekday | 16:00 | 0 | 0 | 0 | 0.3 | 0 | 50 | 0 | 100 | 0 | 22 | 0.0105 | 22 | 0.0105 | 0
Weekday | 17:00 | 0 | 0 | 0 | 0.3 | 0 | 50 | 0 | 100 | 0 | 22 | 0.0105 | 22 | 0.0105 | 0
Weekday | 18:00 | 0 | 0 | 0 | 0.3 | 0 | 50 | 0 | 100 | 0 | 22 | 0.0105 | 22 | 0.0105 | 0
Weekday | 19:00 | 0 | 0 | 0 | 0.3 | 0 | 50 | 0 | 100 | 0 | 22 | 0.0105 | 22 | 0.0105 | 0
Weekday | 20:00 | 0 | 0 | 0 | 0.3 | 0 | 50 | 0 | 100 | 0 | 22 | 0.0105 | 22 | 0.0105 | 0
Weekday | 21:00 | 0 | 0 | 0 | 0.3 | 0 | 50 | 0 | 100 | 0 | 22 | 0.0105 | 22 | 0.0105 | 0
Weekday | 22:00 | 0 | 0 | 0 | 0.3 | 0 | 50 | 0 | 100 | 0 | 22 | 0.0105 | 22 | 0.0105 | 0
Weekday | 23:00 | 0 | 0 | 0 | 0.3 | 0 | 50 | 0 | 100 | 0 | 22 | 0.0105 | 22 | 0.0105 | 0
Weekday | 0:00 | 0 | 0 | 0 | 0.3 | 0 | 50 | 0 | 100 | 0 | 22 | 0.0105 | 22 | 0.0105 | 0
Saturday | 1:00 | 0 | 0 | 0 | 0.3 | 0 | 50 | 0 | 100 | 0 | 22 | 0.0105 | 22 | 0.0105 | 0
Saturday | 2:00 | 0 | 0 | 0 | 0.3 | 0 | 50 | 0 | 100 | 0 | 22 | 0.0105 | 22 | 0.0105 | 0
Saturday | 3:00 | 0 | 0 | 0 | 0.3 | 0 | 50 | 0 | 100 | 0 | 22 | 0.0105 | 22 | 0.0105 | 0
Saturday | 4:00 | 0 | 0 | 0 | 0.3 | 0 | 50 | 0 | 100 | 0 | 22 | 0.0105 | 22 | 0.0105 | 0
Saturday | 5:00 | 0 | 0 | 0 | 0.3 | 0 | 50 | 0 | 100 | 0 | 22 | 0.0105 | 22 | 0.0105 | 0
Saturday | 6:00 | 0 | 0 | 0 | 0.3 | 0 | 50 | 0 | 100 | 0 | 22 | 0.0105 | 22 | 0.0105 | 0
Saturday | 7:00 | 0 | 0 | 0 | 0.3 | 0 | 50 | 0 | 100 | 0 | 22 | 0.0105 | 22 | 0.0105 | 0
Saturday | 8:00 | 0 | 0 | 0 | 0.3 | 0 | 50 | 0 | 100 | 0 | 22 | 0.0105 | 22 | 0.0105 | 0
Saturday | 9:00 | 0 | 0 | 0 | 0.3 | 0 | 50 | 0 | 100 | 0 | 22 | 0.0105 | 22 | 0.0105 | 0
Saturday | 10:00 | 0 | 0 | 0 | 0.3 | 0 | 50 | 0 | 100 | 0 | 22 | 0.0105 | 22 | 0.0105 | 0
Saturday | 11:00 | 0 | 0 | 0 | 0.3 | 0 | 50 | 0 | 100 | 0 | 22 | 0.0105 | 22 | 0.0105 | 0
Saturday | 12:00 | 0 | 0 | 0 | 0.3 | 0 | 50 | 0 | 100 | 0 | 22 | 0.0105 | 22 | 0.0105 | 0
Saturday | 13:00 | 0 | 0 | 0 | 0.3 | 0 | 50 | 0 | 100 | 0 | 22 | 0.0105 | 22 | 0.0105 | 0
Saturday | 14:00 | 0 | 0 | 0 | 0.3 | 0 | 50 | 0 | 100 | 0 | 22 | 0.0105 | 22 | 0.0105 | 0
Saturday | 15:00 | 0 | 0 | 0 | 0.3 | 0 | 50 | 0 | 100 | 0 | 22 | 0.0105 | 22 | 0.0105 | 0
Saturday | 16:00 | 0 | 0 | 0 | 0.3 | 0 | 50 | 0 | 100 | 0 | 22 | 0.0105 | 22 | 0.0105 | 0
Saturday | 17:00 | 0 | 0 | 0 | 0.3 | 0 | 50 | 0 | 100 | 0 | 22 | 0.0105 | 22 | 0.0105 | 0
Saturday | 18:00 | 0 | 0 | 0 | 0.3 | 0 | 50 | 0 | 100 | 0 | 22 | 0.0105 | 22 | 0.0105 | 0
Saturday | 19:00 | 0 | 0 | 0 | 0.3 | 0 | 50 | 0 | 100 | 0 | 22 | 0.0105 | 22 | 0.0105 | 0
Saturday | 20:00 | 0 | 0 | 0 | 0.3 | 0 | 50 | 0 | 100 | 0 | 22 | 0.0105 | 22 | 0.0105 | 0
Saturday | 21:00 | 0 | 0 | 0 | 0.3 | 0 | 50 | 0 | 100 | 0 | 22 | 0.0105 | 22 | 0.0105 | 0
Saturday | 22:00 | 0 | 0 | 0 | 0.3 | 0 | 50 | 0 | 100 | 0 | 22 | 0.0105 | 22 | 0.0105 | 0
Saturday | 23:00 | 0 | 0 | 0 | 0.3 | 0 | 50 | 0 | 100 | 0 | 22 | 0.0105 | 22 | 0.0105 | 0
Saturday | 0:00 | 0 | 0 | 0 | 0.3 | 0 | 50 | 0 | 100 | 0 | 22 | 0.0105 | 22 | 0.0105 | 0
Sunday | 1:00 | 0 | 0 | 0 | 0.3 | 0 | 50 | 0 | 100 | 0 | 22 | 0.0105 | 22 | 0.0105 | 0
Sunday | 2:00 | 0 | 0 | 0 | 0.3 | 0 | 50 | 0 | 100 | 0 | 22 | 0.0105 | 22 | 0.0105 | 0
Sunday | 3:00 | 0 | 0 | 0 | 0.3 | 0 | 50 | 0 | 100 | 0 | 22 | 0.0105 | 22 | 0.0105 | 0
Sunday | 4:00 | 0 | 0 | 0 | 0.3 | 0 | 50 | 0 | 100 | 0 | 22 | 0.0105 | 22 | 0.0105 | 0
Sunday | 5:00 | 0 | 0 | 0 | 0.3 | 0 | 50 | 0 | 100 | 0 | 22 | 0.0105 | 22 | 0.0105 | 0
Sunday | 6:00 | 0 | 0 | 0 | 0.3 | 0 | 50 | 0 | 100 | 0 | 22 | 0.0105 | 22 | 0.0105 | 0
Sunday | 7:00 | 0 | 0 | 0 | 0.3 | 0 | 50 | 0 | 100 | 0 | 22 | 0.0105 | 22 | 0.0105 | 0
Sunday | 8:00 | 0 | 0 | 0 | 0.3 | 0 | 50 | 0 | 100 | 0 | 22 | 0.0105 | 22 | 0.0105 | 0
Sunday | 9:00 | 0 | 0 | 0 | 0.3 | 0 | 50 | 0 | 100 | 0 | 22 | 0.0105 | 22 | 0.0105 | 0
Sunday | 10:00 | 0 | 0 | 0 | 0.3 | 0 | 50 | 0 | 100 | 0 | 22 | 0.0105 | 22 | 0.0105 | 0
Sunday | 11:00 | 0 | 0 | 0 | 0.3 | 0 | 50 | 0 | 100 | 0 | 22 | 0.0105 | 22 | 0.0105 | 0
Sunday | 12:00 | 0 | 0 | 0 | 0.3 | 0 | 50 | 0 | 100 | 0 | 22 | 0.0105 | 22 | 0.0105 | 0
Sunday | 13:00 | 0 | 0 | 0 | 0.3 | 0 | 50 | 0 | 100 | 0 | 22 | 0.0105 | 22 | 0.0105 | 0
Sunday | 14:00 | 0 | 0 | 0 | 0.3 | 0 | 50 | 0 | 100 | 0 | 22 | 0.0105 | 22 | 0.0105 | 0
Sunday | 15:00 | 0 | 0 | 0 | 0.3 | 0 | 50 | 0 | 100 | 0 | 22 | 0.0105 | 22 | 0.0105 | 0
Sunday | 16:00 | 0 | 0 | 0 | 0.3 | 0 | 50 | 0 | 100 | 0 | 22 | 0.0105 | 22 | 0.0105 | 0
Sunday | 17:00 | 0 | 0 | 0 | 0.3 | 0 | 50 | 0 | 100 | 0 | 22 | 0.0105 | 22 | 0.0105 | 0
Sunday | 18:00 | 0 | 0 | 0 | 0.3 | 0 | 50 | 0 | 100 | 0 | 22 | 0.0105 | 22 | 0.0105 | 0
Sunday | 19:00 | 0 | 0 | 0 | 0.3 | 0 | 50 | 0 | 100 | 0 | 22 | 0.0105 | 22 | 0.0105 | 0
Sunday | 20:00 | 0 | 0 | 0 | 0.3 | 0 | 50 | 0 | 100 | 0 | 22 | 0.0105 | 22 | 0.0105 | 0
Sunday | 21:00 | 0 | 0 | 0 | 0.3 | 0 | 50 | 0 | 100 | 0 | 22 | 0.0105 | 22 | 0.0105 | 0
Sunday | 22:00 | 0 | 0 | 0 | 0.3 | 0 | 50 | 0 | 100 | 0 | 22 | 0.0105 | 22 | 0.0105 | 0
Sunday | 23:00 | 0 | 0 | 0 | 0.3 | 0 | 50 | 0 | 100 | 0 | 22 | 0.0105 | 22 | 0.0105 | 0
Sunday | 0:00 | 0 | 0 | 0 | 0.3 | 0 | 50 | 0 | 100 | 0 | 22 | 0.0105 | 22 | 0.0105 | 0

## Of-6
| Schedule | Occupancy (Total) | Appliances | Lighting | Infiltration FlowRate | HeatSP | CoolSP | HumSP | DehumSP | Ventilation FlowRate | Ventilation Supply Temperature heating mode | Ventilation Supply specific humidity heating mode | Ventilation Supply Temperature cooling mode | Ventilation Supply specific humidity cooling mode | Domestic Hot Water FlowRate
| Unit | [W/m²] | [W/m²] | [W/m²] | [Vol/h] | [°C] | [°C] | [%] | [%] | [m³/(s m²)] | [°C] | [kg_v/kg_da] | [°C] | [kg_v/kg_da] | [L/(m2 h)]
Weekday | 1:00 | 0 | 0 | 0 | 0.3 | 0 | 50 | 0 | 100 | 0 | 22 | 0.0105 | 22 | 0.0105 | 0
Weekday | 2:00 | 0 | 0 | 0 | 0.3 | 22 | 26 | 40 | 50 | 0.0011111 | 22 | 0.0105 | 22 | 0.0105 | 0.033043
Weekday | 3:00 | 0 | 0 | 0 | 0.3 | 22 | 26 | 40 | 50 | 0.0011111 | 22 | 0.0105 | 22 | 0.0105 | 0.033043
Weekday | 4:00 | 0 | 0 | 0 | 0.3 | 22 | 26 | 40 | 50 | 0.0011111 | 22 | 0.0105 | 22 | 0.0105 | 0.033043
Weekday | 5:00 | 0 | 0 | 0 | 0.3 | 22 | 26 | 40 | 50 | 0.0011111 | 22 | 0.0105 | 22 | 0.0105 | 0.033043
Weekday | 6:00 | 0 | 0 | 0 | 0.3 | 22 | 26 | 40 | 50 | 0.0011111 | 22 | 0.0105 | 22 | 0.0105 | 0.033043
Weekday | 7:00 | 0 | 0 | 0 | 0.3 | 22 | 26 | 40 | 50 | 0.0011111 | 22 | 0.0105 | 22 | 0.0105 | 0.033043
Weekday | 8:00 | 0 | 0 | 0 | 0.3 | 22 | 26 | 40 | 50 | 0.0011111 | 22 | 0.0105 | 22 | 0.0105 | 0.033043
Weekday | 9:00 | 0 | 0 | 0 | 0.3 | 22 | 26 | 40 | 50 | 0.0011111 | 22 | 0.0105 | 22 | 0.0105 | 0.033043
Weekday | 10:00 | 0 | 0 | 0 | 0.3 | 22 | 26 | 40 | 50 | 0.0011111 | 22 | 0.0105 | 22 | 0.0105 | 0.033043
Weekday | 11:00 | 0 | 0 | 0 | 0.3 | 22 | 26 | 40 | 50 | 0.0011111 | 22 | 0.0105 | 22 | 0.0105 | 0.033043
Weekday | 12:00 | 0 | 0 | 0 | 0.3 | 22 | 26 | 40 | 50 | 0.0011111 | 22 | 0.0105 | 22 | 0.0105 | 0.033043
Weekday | 13:00 | 0 | 0 | 0 | 0.3 | 22 | 26 | 40 | 50 | 0.0011111 | 22 | 0.0105 | 22 | 0.0105 | 0.033043
Weekday | 14:00 | 0 | 0 | 0 | 0.3 | 22 | 26 | 40 | 50 | 0.0011111 | 22 | 0.0105 | 22 | 0.0105 | 0.033043
Weekday | 15:00 | 0 | 0 | 0 | 0.3 | 22 | 26 | 40 | 50 | 0.0011111 | 22 | 0.0105 | 22 | 0.0105 | 0.033043
Weekday | 16:00 | 0 | 0 | 0 | 0.3 | 22 | 26 | 40 | 50 | 0.0011111 | 22 | 0.0105 | 22 | 0.0105 | 0.033043
Weekday | 17:00 | 0 | 0 | 0 | 0.3 | 22 | 26 | 40 | 50 | 0.0011111 | 22 | 0.0105 | 22 | 0.0105 | 0.033043
Weekday | 18:00 | 0 | 0 | 0 | 0.3 | 22 | 26 | 40 | 50 | 0.0011111 | 22 | 0.0105 | 22 | 0.0105 | 0.033043
Weekday | 19:00 | 0 | 0 | 0 | 0.3 | 22 | 26 | 40 | 50 | 0.0011111 | 22 | 0.0105 | 22 | 0.0105 | 0.033043
Weekday | 20:00 | 0 | 0 | 0 | 0.3 | 22 | 26 | 40 | 50 | 0.0011111 | 22 | 0.0105 | 22 | 0.0105 | 0.033043
Weekday | 21:00 | 0 | 0 | 0 | 0.3 | 22 | 26 | 40 | 50 | 0.0011111 | 22 | 0.0105 | 22 | 0.0105 | 0.033043
Weekday | 22:00 | 0 | 0 | 0 | 0.3 | 22 | 26 | 40 | 50 | 0.0011111 | 22 | 0.0105 | 22 | 0.0105 | 0.033043
Weekday | 23:00 | 0 | 0 | 0 | 0.3 | 22 | 26 | 40 | 50 | 0.0011111 | 22 | 0.0105 | 22 | 0.0105 | 0.033043
Weekday | 0:00 | 0 | 0 | 0 | 0.3 | 22 | 26 | 40 | 50 | 0.0011111 | 22 | 0.0105 | 22 | 0.0105 | 0.033043
Saturday | 1:00 | 0 | 0 | 0 | 0.3 | 0 | 50 | 0 | 100 | 0 | 22 | 0.0105 | 22 | 0.0105 | 0
Saturday | 2:00 | 0 | 0 | 0 | 0.3 | 22 | 26 | 40 | 50 | 0.0011111 | 22 | 0.0105 | 22 | 0.0105 | 0.033043
Saturday | 3:00 | 0 | 0 | 0 | 0.3 | 22 | 26 | 40 | 50 | 0.0011111 | 22 | 0.0105 | 22 | 0.0105 | 0.033043
Saturday | 4:00 | 0 | 0 | 0 | 0.3 | 22 | 26 | 40 | 50 | 0.0011111 | 22 | 0.0105 | 22 | 0.0105 | 0.033043
Saturday | 5:00 | 0 | 0 | 0 | 0.3 | 22 | 26 | 40 | 50 | 0.0011111 | 22 | 0.0105 | 22 | 0.0105 | 0.033043
Saturday | 6:00 | 0 | 0 | 0 | 0.3 | 22 | 26 | 40 | 50 | 0.0011111 | 22 | 0.0105 | 22 | 0.0105 | 0.033043
Saturday | 7:00 | 0 | 0 | 0 | 0.3 | 22 | 26 | 40 | 50 | 0.0011111 | 22 | 0.0105 | 22 | 0.0105 | 0.033043
Saturday | 8:00 | 0 | 0 | 0 | 0.3 | 22 | 26 | 40 | 50 | 0.0011111 | 22 | 0.0105 | 22 | 0.0105 | 0.033043
Saturday | 9:00 | 0 | 0 | 0 | 0.3 | 22 | 26 | 40 | 50 | 0.0011111 | 22 | 0.0105 | 22 | 0.0105 | 0.033043
Saturday | 10:00 | 0 | 0 | 0 | 0.3 | 22 | 26 | 40 | 50 | 0.0011111 | 22 | 0.0105 | 22 | 0.0105 | 0.033043
Saturday | 11:00 | 0 | 0 | 0 | 0.3 | 22 | 26 | 40 | 50 | 0.0011111 | 22 | 0.0105 | 22 | 0.0105 | 0.033043
Saturday | 12:00 | 0 | 0 | 0 | 0.3 | 22 | 26 | 40 | 50 | 0.0011111 | 22 | 0.0105 | 22 | 0.0105 | 0.033043
Saturday | 13:00 | 0 | 0 | 0 | 0.3 | 22 | 26 | 40 | 50 | 0.0011111 | 22 | 0.0105 | 22 | 0.0105 | 0.033043
Saturday | 14:00 | 0 | 0 | 0 | 0.3 | 22 | 26 | 40 | 50 | 0.0011111 | 22 | 0.0105 | 22 | 0.0105 | 0.033043
Saturday | 15:00 | 0 | 0 | 0 | 0.3 | 22 | 26 | 40 | 50 | 0.0011111 | 22 | 0.0105 | 22 | 0.0105 | 0.033043
Saturday | 16:00 | 0 | 0 | 0 | 0.3 | 22 | 26 | 40 | 50 | 0.0011111 | 22 | 0.0105 | 22 | 0.0105 | 0.033043
Saturday | 17:00 | 0 | 0 | 0 | 0.3 | 22 | 26 | 40 | 50 | 0.0011111 | 22 | 0.0105 | 22 | 0.0105 | 0.033043
Saturday | 18:00 | 0 | 0 | 0 | 0.3 | 22 | 26 | 40 | 50 | 0.0011111 | 22 | 0.0105 | 22 | 0.0105 | 0.033043
Saturday | 19:00 | 0 | 0 | 0 | 0.3 | 22 | 26 | 40 | 50 | 0.0011111 | 22 | 0.0105 | 22 | 0.0105 | 0.033043
Saturday | 20:00 | 0 | 0 | 0 | 0.3 | 22 | 26 | 40 | 50 | 0.0011111 | 22 | 0.0105 | 22 | 0.0105 | 0.033043
Saturday | 21:00 | 0 | 0 | 0 | 0.3 | 22 | 26 | 40 | 50 | 0.0011111 | 22 | 0.0105 | 22 | 0.0105 | 0.033043
Saturday | 22:00 | 0 | 0 | 0 | 0.3 | 22 | 26 | 40 | 50 | 0.0011111 | 22 | 0.0105 | 22 | 0.0105 | 0.033043
Saturday | 23:00 | 0 | 0 | 0 | 0.3 | 22 | 26 | 40 | 50 | 0.0011111 | 22 | 0.0105 | 22 | 0.0105 | 0.033043
Saturday | 0:00 | 0 | 0 | 0 | 0.3 | 22 | 26 | 40 | 50 | 0.0011111 | 22 | 0.0105 | 22 | 0.0105 | 0.033043
Sunday | 1:00 | 0 | 0 | 0 | 0.3 | 0 | 50 | 0 | 100 | 0 | 22 | 0.0105 | 22 | 0.0105 | 0
Sunday | 2:00 | 0 | 0 | 0 | 0.3 | 22 | 26 | 40 | 50 | 0.0011111 | 22 | 0.0105 | 22 | 0.0105 | 0.033043
Sunday | 3:00 | 0 | 0 | 0 | 0.3 | 22 | 26 | 40 | 50 | 0.0011111 | 22 | 0.0105 | 22 | 0.0105 | 0.033043
Sunday | 4:00 | 0 | 0 | 0 | 0.3 | 22 | 26 | 40 | 50 | 0.0011111 | 22 | 0.0105 | 22 | 0.0105 | 0.033043
Sunday | 5:00 | 0 | 0 | 0 | 0.3 | 22 | 26 | 40 | 50 | 0.0011111 | 22 | 0.0105 | 22 | 0.0105 | 0.033043
Sunday | 6:00 | 0 | 0 | 0 | 0.3 | 22 | 26 | 40 | 50 | 0.0011111 | 22 | 0.0105 | 22 | 0.0105 | 0.033043
Sunday | 7:00 | 0 | 0 | 0 | 0.3 | 22 | 26 | 40 | 50 | 0.0011111 | 22 | 0.0105 | 22 | 0.0105 | 0.033043
Sunday | 8:00 | 0 | 0 | 0 | 0.3 | 22 | 26 | 40 | 50 | 0.0011111 | 22 | 0.0105 | 22 | 0.0105 | 0.033043
Sunday | 9:00 | 0 | 0 | 0 | 0.3 | 22 | 26 | 40 | 50 | 0.0011111 | 22 | 0.0105 | 22 | 0.0105 | 0.033043
Sunday | 10:00 | 0 | 0 | 0 | 0.3 | 22 | 26 | 40 | 50 | 0.0011111 | 22 | 0.0105 | 22 | 0.0105 | 0.033043
Sunday | 11:00 | 0 | 0 | 0 | 0.3 | 22 | 26 | 40 | 50 | 0.0011111 | 22 | 0.0105 | 22 | 0.0105 | 0.033043
Sunday | 12:00 | 0 | 0 | 0 | 0.3 | 22 | 26 | 40 | 50 | 0.0011111 | 22 | 0.0105 | 22 | 0.0105 | 0.033043
Sunday | 13:00 | 0 | 0 | 0 | 0.3 | 22 | 26 | 40 | 50 | 0.0011111 | 22 | 0.0105 | 22 | 0.0105 | 0.033043
Sunday | 14:00 | 0 | 0 | 0 | 0.3 | 22 | 26 | 40 | 50 | 0.0011111 | 22 | 0.0105 | 22 | 0.0105 | 0.033043
Sunday | 15:00 | 0 | 0 | 0 | 0.3 | 22 | 26 | 40 | 50 | 0.0011111 | 22 | 0.0105 | 22 | 0.0105 | 0.033043
Sunday | 16:00 | 0 | 0 | 0 | 0.3 | 22 | 26 | 40 | 50 | 0.0011111 | 22 | 0.0105 | 22 | 0.0105 | 0.033043
Sunday | 17:00 | 0 | 0 | 0 | 0.3 | 22 | 26 | 40 | 50 | 0.0011111 | 22 | 0.0105 | 22 | 0.0105 | 0.033043
Sunday | 18:00 | 0 | 0 | 0 | 0.3 | 22 | 26 | 40 | 50 | 0.0011111 | 22 | 0.0105 | 22 | 0.0105 | 0.033043
Sunday | 19:00 | 0 | 0 | 0 | 0.3 | 22 | 26 | 40 | 50 | 0.0011111 | 22 | 0.0105 | 22 | 0.0105 | 0.033043
Sunday | 20:00 | 0 | 0 | 0 | 0.3 | 22 | 26 | 40 | 50 | 0.0011111 | 22 | 0.0105 | 22 | 0.0105 | 0.033043
Sunday | 21:00 | 0 | 0 | 0 | 0.3 | 22 | 26 | 40 | 50 | 0.0011111 | 22 | 0.0105 | 22 | 0.0105 | 0.033043
Sunday | 22:00 | 0 | 0 | 0 | 0.3 | 22 | 26 | 40 | 50 | 0.0011111 | 22 | 0.0105 | 22 | 0.0105 | 0.033043
Sunday | 23:00 | 0 | 0 | 0 | 0.3 | 22 | 26 | 40 | 50 | 0.0011111 | 22 | 0.0105 | 22 | 0.0105 | 0.033043
Sunday | 0:00 | 0 | 0 | 0 | 0.3 | 22 | 26 | 40 | 50 | 0.0011111 | 22 | 0.0105 | 22 | 0.0105 | 0.033043

## Of-7
| Schedule | Occupancy (Total) | Appliances | Lighting | Infiltration FlowRate | HeatSP | CoolSP | HumSP | DehumSP | Ventilation FlowRate | Ventilation Supply Temperature heating mode | Ventilation Supply specific humidity heating mode | Ventilation Supply Temperature cooling mode | Ventilation Supply specific humidity cooling mode | Domestic Hot Water FlowRate
| Unit | [W/m²] | [W/m²] | [W/m²] | [Vol/h] | [°C] | [°C] | [%] | [%] | [m³/(s m²)] | [°C] | [kg_v/kg_da] | [°C] | [kg_v/kg_da] | [L/(m2 h)]
Weekday | 1:00 | 0 | 0 | 0 | 0.3 | 0 | 50 | 0 | 100 | 0 | 22 | 0.0105 | 22 | 0.0105 | 0
Weekday | 2:00 | 0 | 0 | 0 | 0.3 | 0 | 50 | 0 | 100 | 0 | 22 | 0.0105 | 22 | 0.0105 | 0
Weekday | 3:00 | 0 | 0 | 0 | 0.3 | 0 | 50 | 0 | 100 | 0 | 22 | 0.0105 | 22 | 0.0105 | 0
Weekday | 4:00 | 0 | 0 | 0 | 0.3 | 0 | 50 | 0 | 100 | 0 | 22 | 0.0105 | 22 | 0.0105 | 0
Weekday | 5:00 | 0 | 0 | 0 | 0.3 | 0 | 50 | 0 | 100 | 0 | 22 | 0.0105 | 22 | 0.0105 | 0
Weekday | 6:00 | 0 | 0 | 0 | 0.3 | 0 | 50 | 0 | 100 | 0 | 22 | 0.0105 | 22 | 0.0105 | 0
Weekday | 7:00 | 0 | 0 | 0 | 0.3 | 0 | 50 | 0 | 100 | 0 | 22 | 0.0105 | 22 | 0.0105 | 0
Weekday | 8:00 | 0 | 0 | 0 | 0.3 | 22 | 26 | 40 | 50 | 0.0011111 | 22 | 0.0105 | 22 | 0.0105 | 1.3286
Weekday | 9:00 | 0 | 0 | 0 | 0.3 | 22 | 26 | 40 | 50 | 0.0011111 | 22 | 0.0105 | 22 | 0.0105 | 1.3286
Weekday | 10:00 | 0 | 0 | 0 | 0.3 | 22 | 26 | 40 | 50 | 0.0011111 | 22 | 0.0105 | 22 | 0.0105 | 1.3286
Weekday | 11:00 | 0 | 0 | 0 | 0.3 | 22 | 26 | 40 | 50 | 0.0011111 | 22 | 0.0105 | 22 | 0.0105 | 1.3286
Weekday | 12:00 | 0 | 0 | 0 | 0.3 | 22 | 26 | 40 | 50 | 0.0011111 | 22 | 0.0105 | 22 | 0.0105 | 1.3286
Weekday | 13:00 | 0 | 0 | 0 | 0.3 | 22 | 26 | 40 | 50 | 0.0011111 | 22 | 0.0105 | 22 | 0.0105 | 1.3286
Weekday | 14:00 | 0 | 0 | 0 | 0.3 | 22 | 26 | 40 | 50 | 0.0011111 | 22 | 0.0105 | 22 | 0.0105 | 1.3286
Weekday | 15:00 | 0 | 0 | 0 | 0.3 | 22 | 26 | 40 | 50 | 0.0011111 | 22 | 0.0105 | 22 | 0.0105 | 1.3286
Weekday | 16:00 | 0 | 0 | 0 | 0.3 | 22 | 26 | 40 | 50 | 0.0011111 | 22 | 0.0105 | 22 | 0.0105 | 1.3286
Weekday | 17:00 | 0 | 0 | 0 | 0.3 | 22 | 26 | 40 | 50 | 0.0011111 | 22 | 0.0105 | 22 | 0.0105 | 1.3286
Weekday | 18:00 | 0 | 0 | 0 | 0.3 | 22 | 26 | 40 | 50 | 0.0011111 | 22 | 0.0105 | 22 | 0.0105 | 1.3286
Weekday | 19:00 | 0 | 0 | 0 | 0.3 | 22 | 26 | 40 | 50 | 0.0011111 | 22 | 0.0105 | 22 | 0.0105 | 1.3286
Weekday | 20:00 | 0 | 0 | 0 | 0.3 | 22 | 26 | 40 | 50 | 0.0011111 | 22 | 0.0105 | 22 | 0.0105 | 1.3286
Weekday | 21:00 | 0 | 0 | 0 | 0.3 | 22 | 26 | 40 | 50 | 0.0011111 | 22 | 0.0105 | 22 | 0.0105 | 1.3286
Weekday | 22:00 | 0 | 0 | 0 | 0.3 | 0 | 50 | 0 | 100 | 0 | 22 | 0.0105 | 22 | 0.0105 | 0
Weekday | 23:00 | 0 | 0 | 0 | 0.3 | 0 | 50 | 0 | 100 | 0 | 22 | 0.0105 | 22 | 0.0105 | 0
Weekday | 0:00 | 0 | 0 | 0 | 0.3 | 0 | 50 | 0 | 100 | 0 | 22 | 0.0105 | 22 | 0.0105 | 0
Saturday | 1:00 | 0 | 0 | 0 | 0.3 | 0 | 50 | 0 | 100 | 0 | 22 | 0.0105 | 22 | 0.0105 | 0
Saturday | 2:00 | 0 | 0 | 0 | 0.3 | 0 | 50 | 0 | 100 | 0 | 22 | 0.0105 | 22 | 0.0105 | 0
Saturday | 3:00 | 0 | 0 | 0 | 0.3 | 0 | 50 | 0 | 100 | 0 | 22 | 0.0105 | 22 | 0.0105 | 0
Saturday | 4:00 | 0 | 0 | 0 | 0.3 | 0 | 50 | 0 | 100 | 0 | 22 | 0.0105 | 22 | 0.0105 | 0
Saturday | 5:00 | 0 | 0 | 0 | 0.3 | 0 | 50 | 0 | 100 | 0 | 22 | 0.0105 | 22 | 0.0105 | 0
Saturday | 6:00 | 0 | 0 | 0 | 0.3 | 0 | 50 | 0 | 100 | 0 | 22 | 0.0105 | 22 | 0.0105 | 0
Saturday | 7:00 | 0 | 0 | 0 | 0.3 | 0 | 50 | 0 | 100 | 0 | 22 | 0.0105 | 22 | 0.0105 | 0
Saturday | 8:00 | 0 | 0 | 0 | 0.3 | 0 | 50 | 0 | 100 | 0 | 22 | 0.0105 | 22 | 0.0105 | 0
Saturday | 9:00 | 0 | 0 | 0 | 0.3 | 0 | 50 | 0 | 100 | 0 | 22 | 0.0105 | 22 | 0.0105 | 0
Saturday | 10:00 | 0 | 0 | 0 | 0.3 | 0 | 50 | 0 | 100 | 0 | 22 | 0.0105 | 22 | 0.0105 | 0
Saturday | 11:00 | 0 | 0 | 0 | 0.3 | 0 | 50 | 0 | 100 | 0 | 22 | 0.0105 | 22 | 0.0105 | 0
Saturday | 12:00 | 0 | 0 | 0 | 0.3 | 0 | 50 | 0 | 100 | 0 | 22 | 0.0105 | 22 | 0.0105 | 0
Saturday | 13:00 | 0 | 0 | 0 | 0.3 | 0 | 50 | 0 | 100 | 0 | 22 | 0.0105 | 22 | 0.0105 | 0
Saturday | 14:00 | 0 | 0 | 0 | 0.3 | 0 | 50 | 0 | 100 | 0 | 22 | 0.0105 | 22 | 0.0105 | 0
Saturday | 15:00 | 0 | 0 | 0 | 0.3 | 0 | 50 | 0 | 100 | 0 | 22 | 0.0105 | 22 | 0.0105 | 0
Saturday | 16:00 | 0 | 0 | 0 | 0.3 | 0 | 50 | 0 | 100 | 0 | 22 | 0.0105 | 22 | 0.0105 | 0
Saturday | 17:00 | 0 | 0 | 0 | 0.3 | 0 | 50 | 0 | 100 | 0 | 22 | 0.0105 | 22 | 0.0105 | 0
Saturday | 18:00 | 0 | 0 | 0 | 0.3 | 0 | 50 | 0 | 100 | 0 | 22 | 0.0105 | 22 | 0.0105 | 0
Saturday | 19:00 | 0 | 0 | 0 | 0.3 | 0 | 50 | 0 | 100 | 0 | 22 | 0.0105 | 22 | 0.0105 | 0
Saturday | 20:00 | 0 | 0 | 0 | 0.3 | 0 | 50 | 0 | 100 | 0 | 22 | 0.0105 | 22 | 0.0105 | 0
Saturday | 21:00 | 0 | 0 | 0 | 0.3 | 0 | 50 | 0 | 100 | 0 | 22 | 0.0105 | 22 | 0.0105 | 0
Saturday | 22:00 | 0 | 0 | 0 | 0.3 | 0 | 50 | 0 | 100 | 0 | 22 | 0.0105 | 22 | 0.0105 | 0
Saturday | 23:00 | 0 | 0 | 0 | 0.3 | 0 | 50 | 0 | 100 | 0 | 22 | 0.0105 | 22 | 0.0105 | 0
Saturday | 0:00 | 0 | 0 | 0 | 0.3 | 0 | 50 | 0 | 100 | 0 | 22 | 0.0105 | 22 | 0.0105 | 0
Sunday | 1:00 | 0 | 0 | 0 | 0.3 | 0 | 50 | 0 | 100 | 0 | 22 | 0.0105 | 22 | 0.0105 | 0
Sunday | 2:00 | 0 | 0 | 0 | 0.3 | 0 | 50 | 0 | 100 | 0 | 22 | 0.0105 | 22 | 0.0105 | 0
Sunday | 3:00 | 0 | 0 | 0 | 0.3 | 0 | 50 | 0 | 100 | 0 | 22 | 0.0105 | 22 | 0.0105 | 0
Sunday | 4:00 | 0 | 0 | 0 | 0.3 | 0 | 50 | 0 | 100 | 0 | 22 | 0.0105 | 22 | 0.0105 | 0
Sunday | 5:00 | 0 | 0 | 0 | 0.3 | 0 | 50 | 0 | 100 | 0 | 22 | 0.0105 | 22 | 0.0105 | 0
Sunday | 6:00 | 0 | 0 | 0 | 0.3 | 0 | 50 | 0 | 100 | 0 | 22 | 0.0105 | 22 | 0.0105 | 0
Sunday | 7:00 | 0 | 0 | 0 | 0.3 | 0 | 50 | 0 | 100 | 0 | 22 | 0.0105 | 22 | 0.0105 | 0
Sunday | 8:00 | 0 | 0 | 0 | 0.3 | 0 | 50 | 0 | 100 | 0 | 22 | 0.0105 | 22 | 0.0105 | 0
Sunday | 9:00 | 0 | 0 | 0 | 0.3 | 0 | 50 | 0 | 100 | 0 | 22 | 0.0105 | 22 | 0.0105 | 0
Sunday | 10:00 | 0 | 0 | 0 | 0.3 | 0 | 50 | 0 | 100 | 0 | 22 | 0.0105 | 22 | 0.0105 | 0
Sunday | 11:00 | 0 | 0 | 0 | 0.3 | 0 | 50 | 0 | 100 | 0 | 22 | 0.0105 | 22 | 0.0105 | 0
Sunday | 12:00 | 0 | 0 | 0 | 0.3 | 0 | 50 | 0 | 100 | 0 | 22 | 0.0105 | 22 | 0.0105 | 0
Sunday | 13:00 | 0 | 0 | 0 | 0.3 | 0 | 50 | 0 | 100 | 0 | 22 | 0.0105 | 22 | 0.0105 | 0
Sunday | 14:00 | 0 | 0 | 0 | 0.3 | 0 | 50 | 0 | 100 | 0 | 22 | 0.0105 | 22 | 0.0105 | 0
Sunday | 15:00 | 0 | 0 | 0 | 0.3 | 0 | 50 | 0 | 100 | 0 | 22 | 0.0105 | 22 | 0.0105 | 0
Sunday | 16:00 | 0 | 0 | 0 | 0.3 | 0 | 50 | 0 | 100 | 0 | 22 | 0.0105 | 22 | 0.0105 | 0
Sunday | 17:00 | 0 | 0 | 0 | 0.3 | 0 | 50 | 0 | 100 | 0 | 22 | 0.0105 | 22 | 0.0105 | 0
Sunday | 18:00 | 0 | 0 | 0 | 0.3 | 0 | 50 | 0 | 100 | 0 | 22 | 0.0105 | 22 | 0.0105 | 0
Sunday | 19:00 | 0 | 0 | 0 | 0.3 | 0 | 50 | 0 | 100 | 0 | 22 | 0.0105 | 22 | 0.0105 | 0
Sunday | 20:00 | 0 | 0 | 0 | 0.3 | 0 | 50 | 0 | 100 | 0 | 22 | 0.0105 | 22 | 0.0105 | 0
Sunday | 21:00 | 0 | 0 | 0 | 0.3 | 0 | 50 | 0 | 100 | 0 | 22 | 0.0105 | 22 | 0.0105 | 0
Sunday | 22:00 | 0 | 0 | 0 | 0.3 | 0 | 50 | 0 | 100 | 0 | 22 | 0.0105 | 22 | 0.0105 | 0
Sunday | 23:00 | 0 | 0 | 0 | 0.3 | 0 | 50 | 0 | 100 | 0 | 22 | 0.0105 | 22 | 0.0105 | 0
Sunday | 0:00 | 0 | 0 | 0 | 0.3 | 0 | 50 | 0 | 100 | 0 | 22 | 0.0105 | 22 | 0.0105 | 0

## Of-8
| Schedule | Occupancy (Total) | Appliances | Lighting | Infiltration FlowRate | HeatSP | CoolSP | HumSP | DehumSP | Ventilation FlowRate | Ventilation Supply Temperature heating mode | Ventilation Supply specific humidity heating mode | Ventilation Supply Temperature cooling mode | Ventilation Supply specific humidity cooling mode | Domestic Hot Water FlowRate
| Unit | [W/m²] | [W/m²] | [W/m²] | [Vol/h] | [°C] | [°C] | [%] | [%] | [m³/(s m²)] | [°C] | [kg_v/kg_da] | [°C] | [kg_v/kg_da] | [L/(m2 h)]
Weekday | 1:00 | 0 | 0 | 0 | 0.3 | 0 | 50 | 0 | 100 | 0 | 22 | 0.0105 | 22 | 0.0105 | 0
Weekday | 2:00 | 0 | 0 | 0 | 0.3 | 0 | 50 | 0 | 100 | 0 | 22 | 0.0105 | 22 | 0.0105 | 0
Weekday | 3:00 | 0 | 0 | 0 | 0.3 | 0 | 50 | 0 | 100 | 0 | 22 | 0.0105 | 22 | 0.0105 | 0
Weekday | 4:00 | 0 | 0 | 0 | 0.3 | 0 | 50 | 0 | 100 | 0 | 22 | 0.0105 | 22 | 0.0105 | 0
Weekday | 5:00 | 0 | 0 | 0 | 0.3 | 0 | 50 | 0 | 100 | 0 | 22 | 0.0105 | 22 | 0.0105 | 0
Weekday | 6:00 | 0 | 0 | 0 | 0.3 | 0 | 50 | 0 | 100 | 0 | 22 | 0.0105 | 22 | 0.0105 | 0
Weekday | 7:00 | 0 | 0 | 0 | 0.3 | 0 | 50 | 0 | 100 | 0 | 22 | 0.0105 | 22 | 0.0105 | 0
Weekday | 8:00 | 0 | 0 | 0 | 0.3 | 0 | 50 | 0 | 100 | 0 | 22 | 0.0105 | 22 | 0.0105 | 0
Weekday | 9:00 | 0 | 0 | 0 | 0.3 | 22 | 26 | 40 | 50 | 0.00069444 | 22 | 0.0105 | 22 | 0.0105 | 0
Weekday | 10:00 | 0 | 0 | 0 | 0.3 | 22 | 26 | 40 | 50 | 0.00069444 | 22 | 0.0105 | 22 | 0.0105 | 0
Weekday | 11:00 | 0 | 0 | 0 | 0.3 | 22 | 26 | 40 | 50 | 0.00069444 | 22 | 0.0105 | 22 | 0.0105 | 0
Weekday | 12:00 | 0 | 0 | 0 | 0.3 | 22 | 26 | 40 | 50 | 0.00069444 | 22 | 0.0105 | 22 | 0.0105 | 0
Weekday | 13:00 | 0 | 0 | 0 | 0.3 | 22 | 26 | 40 | 50 | 0.00069444 | 22 | 0.0105 | 22 | 0.0105 | 0
Weekday | 14:00 | 0 | 0 | 0 | 0.3 | 22 | 26 | 40 | 50 | 0.00069444 | 22 | 0.0105 | 22 | 0.0105 | 0
Weekday | 15:00 | 0 | 0 | 0 | 0.3 | 22 | 26 | 40 | 50 | 0.00069444 | 22 | 0.0105 | 22 | 0.0105 | 0
Weekday | 16:00 | 0 | 0 | 0 | 0.3 | 22 | 26 | 40 | 50 | 0.00069444 | 22 | 0.0105 | 22 | 0.0105 | 0
Weekday | 17:00 | 0 | 0 | 0 | 0.3 | 22 | 26 | 40 | 50 | 0.00069444 | 22 | 0.0105 | 22 | 0.0105 | 0
Weekday | 18:00 | 0 | 0 | 0 | 0.3 | 22 | 26 | 40 | 50 | 0.00069444 | 22 | 0.0105 | 22 | 0.0105 | 0
Weekday | 19:00 | 0 | 0 | 0 | 0.3 | 22 | 26 | 40 | 50 | 0.00069444 | 22 | 0.0105 | 22 | 0.0105 | 0
Weekday | 20:00 | 0 | 0 | 0 | 0.3 | 22 | 26 | 40 | 50 | 0.00069444 | 22 | 0.0105 | 22 | 0.0105 | 0
Weekday | 21:00 | 0 | 0 | 0 | 0.3 | 22 | 26 | 40 | 50 | 0.00069444 | 22 | 0.0105 | 22 | 0.0105 | 0
Weekday | 22:00 | 0 | 0 | 0 | 0.3 | 0 | 50 | 0 | 100 | 0 | 22 | 0.0105 | 22 | 0.0105 | 0
Weekday | 23:00 | 0 | 0 | 0 | 0.3 | 0 | 50 | 0 | 100 | 0 | 22 | 0.0105 | 22 | 0.0105 | 0
Weekday | 0:00 | 0 | 0 | 0 | 0.3 | 0 | 50 | 0 | 100 | 0 | 22 | 0.0105 | 22 | 0.0105 | 0
Saturday | 1:00 | 0 | 0 | 0 | 0.3 | 0 | 50 | 0 | 100 | 0 | 22 | 0.0105 | 22 | 0.0105 | 0
Saturday | 2:00 | 0 | 0 | 0 | 0.3 | 0 | 50 | 0 | 100 | 0 | 22 | 0.0105 | 22 | 0.0105 | 0
Saturday | 3:00 | 0 | 0 | 0 | 0.3 | 0 | 50 | 0 | 100 | 0 | 22 | 0.0105 | 22 | 0.0105 | 0
Saturday | 4:00 | 0 | 0 | 0 | 0.3 | 0 | 50 | 0 | 100 | 0 | 22 | 0.0105 | 22 | 0.0105 | 0
Saturday | 5:00 | 0 | 0 | 0 | 0.3 | 0 | 50 | 0 | 100 | 0 | 22 | 0.0105 | 22 | 0.0105 | 0
Saturday | 6:00 | 0 | 0 | 0 | 0.3 | 0 | 50 | 0 | 100 | 0 | 22 | 0.0105 | 22 | 0.0105 | 0
Saturday | 7:00 | 0 | 0 | 0 | 0.3 | 0 | 50 | 0 | 100 | 0 | 22 | 0.0105 | 22 | 0.0105 | 0
Saturday | 8:00 | 0 | 0 | 0 | 0.3 | 0 | 50 | 0 | 100 | 0 | 22 | 0.0105 | 22 | 0.0105 | 0
Saturday | 9:00 | 0 | 0 | 0 | 0.3 | 0 | 50 | 0 | 100 | 0 | 22 | 0.0105 | 22 | 0.0105 | 0
Saturday | 10:00 | 0 | 0 | 0 | 0.3 | 0 | 50 | 0 | 100 | 0 | 22 | 0.0105 | 22 | 0.0105 | 0
Saturday | 11:00 | 0 | 0 | 0 | 0.3 | 0 | 50 | 0 | 100 | 0 | 22 | 0.0105 | 22 | 0.0105 | 0
Saturday | 12:00 | 0 | 0 | 0 | 0.3 | 0 | 50 | 0 | 100 | 0 | 22 | 0.0105 | 22 | 0.0105 | 0
Saturday | 13:00 | 0 | 0 | 0 | 0.3 | 0 | 50 | 0 | 100 | 0 | 22 | 0.0105 | 22 | 0.0105 | 0
Saturday | 14:00 | 0 | 0 | 0 | 0.3 | 0 | 50 | 0 | 100 | 0 | 22 | 0.0105 | 22 | 0.0105 | 0
Saturday | 15:00 | 0 | 0 | 0 | 0.3 | 0 | 50 | 0 | 100 | 0 | 22 | 0.0105 | 22 | 0.0105 | 0
Saturday | 16:00 | 0 | 0 | 0 | 0.3 | 0 | 50 | 0 | 100 | 0 | 22 | 0.0105 | 22 | 0.0105 | 0
Saturday | 17:00 | 0 | 0 | 0 | 0.3 | 0 | 50 | 0 | 100 | 0 | 22 | 0.0105 | 22 | 0.0105 | 0
Saturday | 18:00 | 0 | 0 | 0 | 0.3 | 0 | 50 | 0 | 100 | 0 | 22 | 0.0105 | 22 | 0.0105 | 0
Saturday | 19:00 | 0 | 0 | 0 | 0.3 | 0 | 50 | 0 | 100 | 0 | 22 | 0.0105 | 22 | 0.0105 | 0
Saturday | 20:00 | 0 | 0 | 0 | 0.3 | 0 | 50 | 0 | 100 | 0 | 22 | 0.0105 | 22 | 0.0105 | 0
Saturday | 21:00 | 0 | 0 | 0 | 0.3 | 0 | 50 | 0 | 100 | 0 | 22 | 0.0105 | 22 | 0.0105 | 0
Saturday | 22:00 | 0 | 0 | 0 | 0.3 | 0 | 50 | 0 | 100 | 0 | 22 | 0.0105 | 22 | 0.0105 | 0
Saturday | 23:00 | 0 | 0 | 0 | 0.3 | 0 | 50 | 0 | 100 | 0 | 22 | 0.0105 | 22 | 0.0105 | 0
Saturday | 0:00 | 0 | 0 | 0 | 0.3 | 0 | 50 | 0 | 100 | 0 | 22 | 0.0105 | 22 | 0.0105 | 0
Sunday | 1:00 | 0 | 0 | 0 | 0.3 | 0 | 50 | 0 | 100 | 0 | 22 | 0.0105 | 22 | 0.0105 | 0
Sunday | 2:00 | 0 | 0 | 0 | 0.3 | 0 | 50 | 0 | 100 | 0 | 22 | 0.0105 | 22 | 0.0105 | 0
Sunday | 3:00 | 0 | 0 | 0 | 0.3 | 0 | 50 | 0 | 100 | 0 | 22 | 0.0105 | 22 | 0.0105 | 0
Sunday | 4:00 | 0 | 0 | 0 | 0.3 | 0 | 50 | 0 | 100 | 0 | 22 | 0.0105 | 22 | 0.0105 | 0
Sunday | 5:00 | 0 | 0 | 0 | 0.3 | 0 | 50 | 0 | 100 | 0 | 22 | 0.0105 | 22 | 0.0105 | 0
Sunday | 6:00 | 0 | 0 | 0 | 0.3 | 0 | 50 | 0 | 100 | 0 | 22 | 0.0105 | 22 | 0.0105 | 0
Sunday | 7:00 | 0 | 0 | 0 | 0.3 | 0 | 50 | 0 | 100 | 0 | 22 | 0.0105 | 22 | 0.0105 | 0
Sunday | 8:00 | 0 | 0 | 0 | 0.3 | 0 | 50 | 0 | 100 | 0 | 22 | 0.0105 | 22 | 0.0105 | 0
Sunday | 9:00 | 0 | 0 | 0 | 0.3 | 0 | 50 | 0 | 100 | 0 | 22 | 0.0105 | 22 | 0.0105 | 0
Sunday | 10:00 | 0 | 0 | 0 | 0.3 | 0 | 50 | 0 | 100 | 0 | 22 | 0.0105 | 22 | 0.0105 | 0
Sunday | 11:00 | 0 | 0 | 0 | 0.3 | 0 | 50 | 0 | 100 | 0 | 22 | 0.0105 | 22 | 0.0105 | 0
Sunday | 12:00 | 0 | 0 | 0 | 0.3 | 0 | 50 | 0 | 100 | 0 | 22 | 0.0105 | 22 | 0.0105 | 0
Sunday | 13:00 | 0 | 0 | 0 | 0.3 | 0 | 50 | 0 | 100 | 0 | 22 | 0.0105 | 22 | 0.0105 | 0
Sunday | 14:00 | 0 | 0 | 0 | 0.3 | 0 | 50 | 0 | 100 | 0 | 22 | 0.0105 | 22 | 0.0105 | 0
Sunday | 15:00 | 0 | 0 | 0 | 0.3 | 0 | 50 | 0 | 100 | 0 | 22 | 0.0105 | 22 | 0.0105 | 0
Sunday | 16:00 | 0 | 0 | 0 | 0.3 | 0 | 50 | 0 | 100 | 0 | 22 | 0.0105 | 22 | 0.0105 | 0
Sunday | 17:00 | 0 | 0 | 0 | 0.3 | 0 | 50 | 0 | 100 | 0 | 22 | 0.0105 | 22 | 0.0105 | 0
Sunday | 18:00 | 0 | 0 | 0 | 0.3 | 0 | 50 | 0 | 100 | 0 | 22 | 0.0105 | 22 | 0.0105 | 0
Sunday | 19:00 | 0 | 0 | 0 | 0.3 | 0 | 50 | 0 | 100 | 0 | 22 | 0.0105 | 22 | 0.0105 | 0
Sunday | 20:00 | 0 | 0 | 0 | 0.3 | 0 | 50 | 0 | 100 | 0 | 22 | 0.0105 | 22 | 0.0105 | 0
Sunday | 21:00 | 0 | 0 | 0 | 0.3 | 0 | 50 | 0 | 100 | 0 | 22 | 0.0105 | 22 | 0.0105 | 0
Sunday | 22:00 | 0 | 0 | 0 | 0.3 | 0 | 50 | 0 | 100 | 0 | 22 | 0.0105 | 22 | 0.0105 | 0
Sunday | 23:00 | 0 | 0 | 0 | 0.3 | 0 | 50 | 0 | 100 | 0 | 22 | 0.0105 | 22 | 0.0105 | 0
Sunday | 0:00 | 0 | 0 | 0 | 0.3 | 0 | 50 | 0 | 100 | 0 | 22 | 0.0105 | 22 | 0.0105 | 0

## Of-9
| Schedule | Occupancy (Total) | Appliances | Lighting | Infiltration FlowRate | HeatSP | CoolSP | HumSP | DehumSP | Ventilation FlowRate | Ventilation Supply Temperature heating mode | Ventilation Supply specific humidity heating mode | Ventilation Supply Temperature cooling mode | Ventilation Supply specific humidity cooling mode | Domestic Hot Water FlowRate
| Unit | [W/m²] | [W/m²] | [W/m²] | [Vol/h] | [°C] | [°C] | [%] | [%] | [m³/(s m²)] | [°C] | [kg_v/kg_da] | [°C] | [kg_v/kg_da] | [L/(m2 h)]
Weekday | 1:00 | 0 | 0 | 0 | 0.3 | 0 | 50 | 0 | 100 | 0 | 22 | 0.0105 | 22 | 0.0105 | 0
Weekday | 2:00 | 0 | 0 | 0 | 0.3 | 0 | 50 | 0 | 100 | 0 | 22 | 0.0105 | 22 | 0.0105 | 0
Weekday | 3:00 | 0 | 0 | 0 | 0.3 | 0 | 50 | 0 | 100 | 0 | 22 | 0.0105 | 22 | 0.0105 | 0
Weekday | 4:00 | 0 | 0 | 0 | 0.3 | 0 | 50 | 0 | 100 | 0 | 22 | 0.0105 | 22 | 0.0105 | 0
Weekday | 5:00 | 0 | 0 | 0 | 0.3 | 0 | 50 | 0 | 100 | 0 | 22 | 0.0105 | 22 | 0.0105 | 0
Weekday | 6:00 | 0 | 0 | 0 | 0.3 | 0 | 50 | 0 | 100 | 0 | 22 | 0.0105 | 22 | 0.0105 | 0
Weekday | 7:00 | 0 | 0 | 0 | 0.3 | 0 | 50 | 0 | 100 | 0 | 22 | 0.0105 | 22 | 0.0105 | 0
Weekday | 8:00 | 0 | 0 | 0 | 0.3 | 0 | 50 | 0 | 100 | 0 | 22 | 0.0105 | 22 | 0.0105 | 0
Weekday | 9:00 | 0 | 0 | 0 | 0.3 | 22 | 26 | 40 | 50 | 0.00069444 | 22 | 0.0105 | 22 | 0.0105 | 0
Weekday | 10:00 | 0 | 0 | 0 | 0.3 | 22 | 26 | 40 | 50 | 0.00069444 | 22 | 0.0105 | 22 | 0.0105 | 0
Weekday | 11:00 | 0 | 0 | 0 | 0.3 | 22 | 26 | 40 | 50 | 0.00069444 | 22 | 0.0105 | 22 | 0.0105 | 0
Weekday | 12:00 | 0 | 0 | 0 | 0.3 | 22 | 26 | 40 | 50 | 0.00069444 | 22 | 0.0105 | 22 | 0.0105 | 0
Weekday | 13:00 | 0 | 0 | 0 | 0.3 | 22 | 26 | 40 | 50 | 0.00069444 | 22 | 0.0105 | 22 | 0.0105 | 0
Weekday | 14:00 | 0 | 0 | 0 | 0.3 | 22 | 26 | 40 | 50 | 0.00069444 | 22 | 0.0105 | 22 | 0.0105 | 0
Weekday | 15:00 | 0 | 0 | 0 | 0.3 | 22 | 26 | 40 | 50 | 0.00069444 | 22 | 0.0105 | 22 | 0.0105 | 0
Weekday | 16:00 | 0 | 0 | 0 | 0.3 | 22 | 26 | 40 | 50 | 0.00069444 | 22 | 0.0105 | 22 | 0.0105 | 0
Weekday | 17:00 | 0 | 0 | 0 | 0.3 | 22 | 26 | 40 | 50 | 0.00069444 | 22 | 0.0105 | 22 | 0.0105 | 0
Weekday | 18:00 | 0 | 0 | 0 | 0.3 | 22 | 26 | 40 | 50 | 0.00069444 | 22 | 0.0105 | 22 | 0.0105 | 0
Weekday | 19:00 | 0 | 0 | 0 | 0.3 | 22 | 26 | 40 | 50 | 0.00069444 | 22 | 0.0105 | 22 | 0.0105 | 0
Weekday | 20:00 | 0 | 0 | 0 | 0.3 | 22 | 26 | 40 | 50 | 0.00069444 | 22 | 0.0105 | 22 | 0.0105 | 0
Weekday | 21:00 | 0 | 0 | 0 | 0.3 | 22 | 26 | 40 | 50 | 0.00069444 | 22 | 0.0105 | 22 | 0.0105 | 0
Weekday | 22:00 | 0 | 0 | 0 | 0.3 | 0 | 50 | 0 | 100 | 0 | 22 | 0.0105 | 22 | 0.0105 | 0
Weekday | 23:00 | 0 | 0 | 0 | 0.3 | 0 | 50 | 0 | 100 | 0 | 22 | 0.0105 | 22 | 0.0105 | 0
Weekday | 0:00 | 0 | 0 | 0 | 0.3 | 0 | 50 | 0 | 100 | 0 | 22 | 0.0105 | 22 | 0.0105 | 0
Saturday | 1:00 | 0 | 0 | 0 | 0.3 | 0 | 50 | 0 | 100 | 0 | 22 | 0.0105 | 22 | 0.0105 | 0
Saturday | 2:00 | 0 | 0 | 0 | 0.3 | 0 | 50 | 0 | 100 | 0 | 22 | 0.0105 | 22 | 0.0105 | 0
Saturday | 3:00 | 0 | 0 | 0 | 0.3 | 0 | 50 | 0 | 100 | 0 | 22 | 0.0105 | 22 | 0.0105 | 0
Saturday | 4:00 | 0 | 0 | 0 | 0.3 | 0 | 50 | 0 | 100 | 0 | 22 | 0.0105 | 22 | 0.0105 | 0
Saturday | 5:00 | 0 | 0 | 0 | 0.3 | 0 | 50 | 0 | 100 | 0 | 22 | 0.0105 | 22 | 0.0105 | 0
Saturday | 6:00 | 0 | 0 | 0 | 0.3 | 0 | 50 | 0 | 100 | 0 | 22 | 0.0105 | 22 | 0.0105 | 0
Saturday | 7:00 | 0 | 0 | 0 | 0.3 | 0 | 50 | 0 | 100 | 0 | 22 | 0.0105 | 22 | 0.0105 | 0
Saturday | 8:00 | 0 | 0 | 0 | 0.3 | 0 | 50 | 0 | 100 | 0 | 22 | 0.0105 | 22 | 0.0105 | 0
Saturday | 9:00 | 0 | 0 | 0 | 0.3 | 0 | 50 | 0 | 100 | 0 | 22 | 0.0105 | 22 | 0.0105 | 0
Saturday | 10:00 | 0 | 0 | 0 | 0.3 | 0 | 50 | 0 | 100 | 0 | 22 | 0.0105 | 22 | 0.0105 | 0
Saturday | 11:00 | 0 | 0 | 0 | 0.3 | 0 | 50 | 0 | 100 | 0 | 22 | 0.0105 | 22 | 0.0105 | 0
Saturday | 12:00 | 0 | 0 | 0 | 0.3 | 0 | 50 | 0 | 100 | 0 | 22 | 0.0105 | 22 | 0.0105 | 0
Saturday | 13:00 | 0 | 0 | 0 | 0.3 | 0 | 50 | 0 | 100 | 0 | 22 | 0.0105 | 22 | 0.0105 | 0
Saturday | 14:00 | 0 | 0 | 0 | 0.3 | 0 | 50 | 0 | 100 | 0 | 22 | 0.0105 | 22 | 0.0105 | 0
Saturday | 15:00 | 0 | 0 | 0 | 0.3 | 0 | 50 | 0 | 100 | 0 | 22 | 0.0105 | 22 | 0.0105 | 0
Saturday | 16:00 | 0 | 0 | 0 | 0.3 | 0 | 50 | 0 | 100 | 0 | 22 | 0.0105 | 22 | 0.0105 | 0
Saturday | 17:00 | 0 | 0 | 0 | 0.3 | 0 | 50 | 0 | 100 | 0 | 22 | 0.0105 | 22 | 0.0105 | 0
Saturday | 18:00 | 0 | 0 | 0 | 0.3 | 0 | 50 | 0 | 100 | 0 | 22 | 0.0105 | 22 | 0.0105 | 0
Saturday | 19:00 | 0 | 0 | 0 | 0.3 | 0 | 50 | 0 | 100 | 0 | 22 | 0.0105 | 22 | 0.0105 | 0
Saturday | 20:00 | 0 | 0 | 0 | 0.3 | 0 | 50 | 0 | 100 | 0 | 22 | 0.0105 | 22 | 0.0105 | 0
Saturday | 21:00 | 0 | 0 | 0 | 0.3 | 0 | 50 | 0 | 100 | 0 | 22 | 0.0105 | 22 | 0.0105 | 0
Saturday | 22:00 | 0 | 0 | 0 | 0.3 | 0 | 50 | 0 | 100 | 0 | 22 | 0.0105 | 22 | 0.0105 | 0
Saturday | 23:00 | 0 | 0 | 0 | 0.3 | 0 | 50 | 0 | 100 | 0 | 22 | 0.0105 | 22 | 0.0105 | 0
Saturday | 0:00 | 0 | 0 | 0 | 0.3 | 0 | 50 | 0 | 100 | 0 | 22 | 0.0105 | 22 | 0.0105 | 0
Sunday | 1:00 | 0 | 0 | 0 | 0.3 | 0 | 50 | 0 | 100 | 0 | 22 | 0.0105 | 22 | 0.0105 | 0
Sunday | 2:00 | 0 | 0 | 0 | 0.3 | 0 | 50 | 0 | 100 | 0 | 22 | 0.0105 | 22 | 0.0105 | 0
Sunday | 3:00 | 0 | 0 | 0 | 0.3 | 0 | 50 | 0 | 100 | 0 | 22 | 0.0105 | 22 | 0.0105 | 0
Sunday | 4:00 | 0 | 0 | 0 | 0.3 | 0 | 50 | 0 | 100 | 0 | 22 | 0.0105 | 22 | 0.0105 | 0
Sunday | 5:00 | 0 | 0 | 0 | 0.3 | 0 | 50 | 0 | 100 | 0 | 22 | 0.0105 | 22 | 0.0105 | 0
Sunday | 6:00 | 0 | 0 | 0 | 0.3 | 0 | 50 | 0 | 100 | 0 | 22 | 0.0105 | 22 | 0.0105 | 0
Sunday | 7:00 | 0 | 0 | 0 | 0.3 | 0 | 50 | 0 | 100 | 0 | 22 | 0.0105 | 22 | 0.0105 | 0
Sunday | 8:00 | 0 | 0 | 0 | 0.3 | 0 | 50 | 0 | 100 | 0 | 22 | 0.0105 | 22 | 0.0105 | 0
Sunday | 9:00 | 0 | 0 | 0 | 0.3 | 0 | 50 | 0 | 100 | 0 | 22 | 0.0105 | 22 | 0.0105 | 0
Sunday | 10:00 | 0 | 0 | 0 | 0.3 | 0 | 50 | 0 | 100 | 0 | 22 | 0.0105 | 22 | 0.0105 | 0
Sunday | 11:00 | 0 | 0 | 0 | 0.3 | 0 | 50 | 0 | 100 | 0 | 22 | 0.0105 | 22 | 0.0105 | 0
Sunday | 12:00 | 0 | 0 | 0 | 0.3 | 0 | 50 | 0 | 100 | 0 | 22 | 0.0105 | 22 | 0.0105 | 0
Sunday | 13:00 | 0 | 0 | 0 | 0.3 | 0 | 50 | 0 | 100 | 0 | 22 | 0.0105 | 22 | 0.0105 | 0
Sunday | 14:00 | 0 | 0 | 0 | 0.3 | 0 | 50 | 0 | 100 | 0 | 22 | 0.0105 | 22 | 0.0105 | 0
Sunday | 15:00 | 0 | 0 | 0 | 0.3 | 0 | 50 | 0 | 100 | 0 | 22 | 0.0105 | 22 | 0.0105 | 0
Sunday | 16:00 | 0 | 0 | 0 | 0.3 | 0 | 50 | 0 | 100 | 0 | 22 | 0.0105 | 22 | 0.0105 | 0
Sunday | 17:00 | 0 | 0 | 0 | 0.3 | 0 | 50 | 0 | 100 | 0 | 22 | 0.0105 | 22 | 0.0105 | 0
Sunday | 18:00 | 0 | 0 | 0 | 0.3 | 0 | 50 | 0 | 100 | 0 | 22 | 0.0105 | 22 | 0.0105 | 0
Sunday | 19:00 | 0 | 0 | 0 | 0.3 | 0 | 50 | 0 | 100 | 0 | 22 | 0.0105 | 22 | 0.0105 | 0
Sunday | 20:00 | 0 | 0 | 0 | 0.3 | 0 | 50 | 0 | 100 | 0 | 22 | 0.0105 | 22 | 0.0105 | 0
Sunday | 21:00 | 0 | 0 | 0 | 0.3 | 0 | 50 | 0 | 100 | 0 | 22 | 0.0105 | 22 | 0.0105 | 0
Sunday | 22:00 | 0 | 0 | 0 | 0.3 | 0 | 50 | 0 | 100 | 0 | 22 | 0.0105 | 22 | 0.0105 | 0
Sunday | 23:00 | 0 | 0 | 0 | 0.3 | 0 | 50 | 0 | 100 | 0 | 22 | 0.0105 | 22 | 0.0105 | 0
Sunday | 0:00 | 0 | 0 | 0 | 0.3 | 0 | 50 | 0 | 100 | 0 | 22 | 0.0105 | 22 | 0.0105 | 0

## Of-10
| Schedule | Occupancy (Total) | Appliances | Lighting | Infiltration FlowRate | HeatSP | CoolSP | HumSP | DehumSP | Ventilation FlowRate | Ventilation Supply Temperature heating mode | Ventilation Supply specific humidity heating mode | Ventilation Supply Temperature cooling mode | Ventilation Supply specific humidity cooling mode | Domestic Hot Water FlowRate
| Unit | [W/m²] | [W/m²] | [W/m²] | [Vol/h] | [°C] | [°C] | [%] | [%] | [m³/(s m²)] | [°C] | [kg_v/kg_da] | [°C] | [kg_v/kg_da] | [L/(m2 h)]
Weekday | 1:00 | 0 | 0 | 0 | 0.3 | 0 | 50 | 0 | 100 | 0 | 22 | 0.0105 | 22 | 0.0105 | 0
Weekday | 2:00 | 0 | 0 | 0 | 0.3 | 0 | 50 | 0 | 100 | 0 | 22 | 0.0105 | 22 | 0.0105 | 0
Weekday | 3:00 | 0 | 0 | 0 | 0.3 | 0 | 50 | 0 | 100 | 0 | 22 | 0.0105 | 22 | 0.0105 | 0
Weekday | 4:00 | 0 | 0 | 0 | 0.3 | 0 | 50 | 0 | 100 | 0 | 22 | 0.0105 | 22 | 0.0105 | 0
Weekday | 5:00 | 0 | 0 | 0 | 0.3 | 0 | 50 | 0 | 100 | 0 | 22 | 0.0105 | 22 | 0.0105 | 0
Weekday | 6:00 | 0 | 0 | 0 | 0.3 | 0 | 50 | 0 | 100 | 0 | 22 | 0.0105 | 22 | 0.0105 | 0
Weekday | 7:00 | 0 | 0 | 0 | 0.3 | 0 | 50 | 0 | 100 | 0 | 22 | 0.0105 | 22 | 0.0105 | 0
Weekday | 8:00 | 0 | 0 | 0 | 0.3 | 0 | 50 | 0 | 100 | 0 | 22 | 0.0105 | 22 | 0.0105 | 0
Weekday | 9:00 | 0 | 0 | 0 | 0.3 | 22 | 26 | 40 | 50 | 0.00069444 | 22 | 0.0105 | 22 | 0.0105 | 0
Weekday | 10:00 | 0 | 0 | 0 | 0.3 | 22 | 26 | 40 | 50 | 0.00069444 | 22 | 0.0105 | 22 | 0.0105 | 0
Weekday | 11:00 | 0 | 0 | 0 | 0.3 | 22 | 26 | 40 | 50 | 0.00069444 | 22 | 0.0105 | 22 | 0.0105 | 0
Weekday | 12:00 | 0 | 0 | 0 | 0.3 | 22 | 26 | 40 | 50 | 0.00069444 | 22 | 0.0105 | 22 | 0.0105 | 0
Weekday | 13:00 | 0 | 0 | 0 | 0.3 | 22 | 26 | 40 | 50 | 0.00069444 | 22 | 0.0105 | 22 | 0.0105 | 0
Weekday | 14:00 | 0 | 0 | 0 | 0.3 | 22 | 26 | 40 | 50 | 0.00069444 | 22 | 0.0105 | 22 | 0.0105 | 0
Weekday | 15:00 | 0 | 0 | 0 | 0.3 | 22 | 26 | 40 | 50 | 0.00069444 | 22 | 0.0105 | 22 | 0.0105 | 0
Weekday | 16:00 | 0 | 0 | 0 | 0.3 | 22 | 26 | 40 | 50 | 0.00069444 | 22 | 0.0105 | 22 | 0.0105 | 0
Weekday | 17:00 | 0 | 0 | 0 | 0.3 | 22 | 26 | 40 | 50 | 0.00069444 | 22 | 0.0105 | 22 | 0.0105 | 0
Weekday | 18:00 | 0 | 0 | 0 | 0.3 | 22 | 26 | 40 | 50 | 0.00069444 | 22 | 0.0105 | 22 | 0.0105 | 0
Weekday | 19:00 | 0 | 0 | 0 | 0.3 | 22 | 26 | 40 | 50 | 0.00069444 | 22 | 0.0105 | 22 | 0.0105 | 0
Weekday | 20:00 | 0 | 0 | 0 | 0.3 | 22 | 26 | 40 | 50 | 0.00069444 | 22 | 0.0105 | 22 | 0.0105 | 0
Weekday | 21:00 | 0 | 0 | 0 | 0.3 | 22 | 26 | 40 | 50 | 0.00069444 | 22 | 0.0105 | 22 | 0.0105 | 0
Weekday | 22:00 | 0 | 0 | 0 | 0.3 | 0 | 50 | 0 | 100 | 0 | 22 | 0.0105 | 22 | 0.0105 | 0
Weekday | 23:00 | 0 | 0 | 0 | 0.3 | 0 | 50 | 0 | 100 | 0 | 22 | 0.0105 | 22 | 0.0105 | 0
Weekday | 0:00 | 0 | 0 | 0 | 0.3 | 0 | 50 | 0 | 100 | 0 | 22 | 0.0105 | 22 | 0.0105 | 0
Saturday | 1:00 | 0 | 0 | 0 | 0.3 | 0 | 50 | 0 | 100 | 0 | 22 | 0.0105 | 22 | 0.0105 | 0
Saturday | 2:00 | 0 | 0 | 0 | 0.3 | 0 | 50 | 0 | 100 | 0 | 22 | 0.0105 | 22 | 0.0105 | 0
Saturday | 3:00 | 0 | 0 | 0 | 0.3 | 0 | 50 | 0 | 100 | 0 | 22 | 0.0105 | 22 | 0.0105 | 0
Saturday | 4:00 | 0 | 0 | 0 | 0.3 | 0 | 50 | 0 | 100 | 0 | 22 | 0.0105 | 22 | 0.0105 | 0
Saturday | 5:00 | 0 | 0 | 0 | 0.3 | 0 | 50 | 0 | 100 | 0 | 22 | 0.0105 | 22 | 0.0105 | 0
Saturday | 6:00 | 0 | 0 | 0 | 0.3 | 0 | 50 | 0 | 100 | 0 | 22 | 0.0105 | 22 | 0.0105 | 0
Saturday | 7:00 | 0 | 0 | 0 | 0.3 | 0 | 50 | 0 | 100 | 0 | 22 | 0.0105 | 22 | 0.0105 | 0
Saturday | 8:00 | 0 | 0 | 0 | 0.3 | 0 | 50 | 0 | 100 | 0 | 22 | 0.0105 | 22 | 0.0105 | 0
Saturday | 9:00 | 0 | 0 | 0 | 0.3 | 0 | 50 | 0 | 100 | 0 | 22 | 0.0105 | 22 | 0.0105 | 0
Saturday | 10:00 | 0 | 0 | 0 | 0.3 | 0 | 50 | 0 | 100 | 0 | 22 | 0.0105 | 22 | 0.0105 | 0
Saturday | 11:00 | 0 | 0 | 0 | 0.3 | 0 | 50 | 0 | 100 | 0 | 22 | 0.0105 | 22 | 0.0105 | 0
Saturday | 12:00 | 0 | 0 | 0 | 0.3 | 0 | 50 | 0 | 100 | 0 | 22 | 0.0105 | 22 | 0.0105 | 0
Saturday | 13:00 | 0 | 0 | 0 | 0.3 | 0 | 50 | 0 | 100 | 0 | 22 | 0.0105 | 22 | 0.0105 | 0
Saturday | 14:00 | 0 | 0 | 0 | 0.3 | 0 | 50 | 0 | 100 | 0 | 22 | 0.0105 | 22 | 0.0105 | 0
Saturday | 15:00 | 0 | 0 | 0 | 0.3 | 0 | 50 | 0 | 100 | 0 | 22 | 0.0105 | 22 | 0.0105 | 0
Saturday | 16:00 | 0 | 0 | 0 | 0.3 | 0 | 50 | 0 | 100 | 0 | 22 | 0.0105 | 22 | 0.0105 | 0
Saturday | 17:00 | 0 | 0 | 0 | 0.3 | 0 | 50 | 0 | 100 | 0 | 22 | 0.0105 | 22 | 0.0105 | 0
Saturday | 18:00 | 0 | 0 | 0 | 0.3 | 0 | 50 | 0 | 100 | 0 | 22 | 0.0105 | 22 | 0.0105 | 0
Saturday | 19:00 | 0 | 0 | 0 | 0.3 | 0 | 50 | 0 | 100 | 0 | 22 | 0.0105 | 22 | 0.0105 | 0
Saturday | 20:00 | 0 | 0 | 0 | 0.3 | 0 | 50 | 0 | 100 | 0 | 22 | 0.0105 | 22 | 0.0105 | 0
Saturday | 21:00 | 0 | 0 | 0 | 0.3 | 0 | 50 | 0 | 100 | 0 | 22 | 0.0105 | 22 | 0.0105 | 0
Saturday | 22:00 | 0 | 0 | 0 | 0.3 | 0 | 50 | 0 | 100 | 0 | 22 | 0.0105 | 22 | 0.0105 | 0
Saturday | 23:00 | 0 | 0 | 0 | 0.3 | 0 | 50 | 0 | 100 | 0 | 22 | 0.0105 | 22 | 0.0105 | 0
Saturday | 0:00 | 0 | 0 | 0 | 0.3 | 0 | 50 | 0 | 100 | 0 | 22 | 0.0105 | 22 | 0.0105 | 0
Sunday | 1:00 | 0 | 0 | 0 | 0.3 | 0 | 50 | 0 | 100 | 0 | 22 | 0.0105 | 22 | 0.0105 | 0
Sunday | 2:00 | 0 | 0 | 0 | 0.3 | 0 | 50 | 0 | 100 | 0 | 22 | 0.0105 | 22 | 0.0105 | 0
Sunday | 3:00 | 0 | 0 | 0 | 0.3 | 0 | 50 | 0 | 100 | 0 | 22 | 0.0105 | 22 | 0.0105 | 0
Sunday | 4:00 | 0 | 0 | 0 | 0.3 | 0 | 50 | 0 | 100 | 0 | 22 | 0.0105 | 22 | 0.0105 | 0
Sunday | 5:00 | 0 | 0 | 0 | 0.3 | 0 | 50 | 0 | 100 | 0 | 22 | 0.0105 | 22 | 0.0105 | 0
Sunday | 6:00 | 0 | 0 | 0 | 0.3 | 0 | 50 | 0 | 100 | 0 | 22 | 0.0105 | 22 | 0.0105 | 0
Sunday | 7:00 | 0 | 0 | 0 | 0.3 | 0 | 50 | 0 | 100 | 0 | 22 | 0.0105 | 22 | 0.0105 | 0
Sunday | 8:00 | 0 | 0 | 0 | 0.3 | 0 | 50 | 0 | 100 | 0 | 22 | 0.0105 | 22 | 0.0105 | 0
Sunday | 9:00 | 0 | 0 | 0 | 0.3 | 0 | 50 | 0 | 100 | 0 | 22 | 0.0105 | 22 | 0.0105 | 0
Sunday | 10:00 | 0 | 0 | 0 | 0.3 | 0 | 50 | 0 | 100 | 0 | 22 | 0.0105 | 22 | 0.0105 | 0
Sunday | 11:00 | 0 | 0 | 0 | 0.3 | 0 | 50 | 0 | 100 | 0 | 22 | 0.0105 | 22 | 0.0105 | 0
Sunday | 12:00 | 0 | 0 | 0 | 0.3 | 0 | 50 | 0 | 100 | 0 | 22 | 0.0105 | 22 | 0.0105 | 0
Sunday | 13:00 | 0 | 0 | 0 | 0.3 | 0 | 50 | 0 | 100 | 0 | 22 | 0.0105 | 22 | 0.0105 | 0
Sunday | 14:00 | 0 | 0 | 0 | 0.3 | 0 | 50 | 0 | 100 | 0 | 22 | 0.0105 | 22 | 0.0105 | 0
Sunday | 15:00 | 0 | 0 | 0 | 0.3 | 0 | 50 | 0 | 100 | 0 | 22 | 0.0105 | 22 | 0.0105 | 0
Sunday | 16:00 | 0 | 0 | 0 | 0.3 | 0 | 50 | 0 | 100 | 0 | 22 | 0.0105 | 22 | 0.0105 | 0
Sunday | 17:00 | 0 | 0 | 0 | 0.3 | 0 | 50 | 0 | 100 | 0 | 22 | 0.0105 | 22 | 0.0105 | 0
Sunday | 18:00 | 0 | 0 | 0 | 0.3 | 0 | 50 | 0 | 100 | 0 | 22 | 0.0105 | 22 | 0.0105 | 0
Sunday | 19:00 | 0 | 0 | 0 | 0.3 | 0 | 50 | 0 | 100 | 0 | 22 | 0.0105 | 22 | 0.0105 | 0
Sunday | 20:00 | 0 | 0 | 0 | 0.3 | 0 | 50 | 0 | 100 | 0 | 22 | 0.0105 | 22 | 0.0105 | 0
Sunday | 21:00 | 0 | 0 | 0 | 0.3 | 0 | 50 | 0 | 100 | 0 | 22 | 0.0105 | 22 | 0.0105 | 0
Sunday | 22:00 | 0 | 0 | 0 | 0.3 | 0 | 50 | 0 | 100 | 0 | 22 | 0.0105 | 22 | 0.0105 | 0
Sunday | 23:00 | 0 | 0 | 0 | 0.3 | 0 | 50 | 0 | 100 | 0 | 22 | 0.0105 | 22 | 0.0105 | 0
Sunday | 0:00 | 0 | 0 | 0 | 0.3 | 0 | 50 | 0 | 100 | 0 | 22 | 0.0105 | 22 | 0.0105 | 0

## Of-11
| Schedule | Occupancy (Total) | Appliances | Lighting | Infiltration FlowRate | HeatSP | CoolSP | HumSP | DehumSP | Ventilation FlowRate | Ventilation Supply Temperature heating mode | Ventilation Supply specific humidity heating mode | Ventilation Supply Temperature cooling mode | Ventilation Supply specific humidity cooling mode | Domestic Hot Water FlowRate
| Unit | [W/m²] | [W/m²] | [W/m²] | [Vol/h] | [°C] | [°C] | [%] | [%] | [m³/(s m²)] | [°C] | [kg_v/kg_da] | [°C] | [kg_v/kg_da] | [L/(m2 h)]
Weekday | 1:00 | 0 | 0 | 0 | 0.3 | 0 | 50 | 0 | 100 | 0 | 22 | 0.0105 | 22 | 0.0105 | 0
Weekday | 2:00 | 0 | 0 | 0 | 0.3 | 0 | 50 | 0 | 100 | 0 | 22 | 0.0105 | 22 | 0.0105 | 0
Weekday | 3:00 | 0 | 0 | 0 | 0.3 | 0 | 50 | 0 | 100 | 0 | 22 | 0.0105 | 22 | 0.0105 | 0
Weekday | 4:00 | 0 | 0 | 0 | 0.3 | 0 | 50 | 0 | 100 | 0 | 22 | 0.0105 | 22 | 0.0105 | 0
Weekday | 5:00 | 0 | 0 | 0 | 0.3 | 0 | 50 | 0 | 100 | 0 | 22 | 0.0105 | 22 | 0.0105 | 0
Weekday | 6:00 | 0 | 0 | 0 | 0.3 | 0 | 50 | 0 | 100 | 0 | 22 | 0.0105 | 22 | 0.0105 | 0
Weekday | 7:00 | 0 | 0 | 0 | 0.3 | 0 | 50 | 0 | 100 | 0 | 22 | 0.0105 | 22 | 0.0105 | 0
Weekday | 8:00 | 0 | 0 | 0 | 0.3 | 0 | 50 | 0 | 100 | 0 | 22 | 0.0105 | 22 | 0.0105 | 0
Weekday | 9:00 | 0 | 0 | 0 | 0.3 | 22 | 26 | 40 | 50 | 0.00069444 | 22 | 0.0105 | 22 | 0.0105 | 0
Weekday | 10:00 | 0 | 0 | 0 | 0.3 | 22 | 26 | 40 | 50 | 0.00069444 | 22 | 0.0105 | 22 | 0.0105 | 0
Weekday | 11:00 | 0 | 0 | 0 | 0.3 | 22 | 26 | 40 | 50 | 0.00069444 | 22 | 0.0105 | 22 | 0.0105 | 0
Weekday | 12:00 | 0 | 0 | 0 | 0.3 | 22 | 26 | 40 | 50 | 0.00069444 | 22 | 0.0105 | 22 | 0.0105 | 0
Weekday | 13:00 | 0 | 0 | 0 | 0.3 | 22 | 26 | 40 | 50 | 0.00069444 | 22 | 0.0105 | 22 | 0.0105 | 0
Weekday | 14:00 | 0 | 0 | 0 | 0.3 | 22 | 26 | 40 | 50 | 0.00069444 | 22 | 0.0105 | 22 | 0.0105 | 0
Weekday | 15:00 | 0 | 0 | 0 | 0.3 | 22 | 26 | 40 | 50 | 0.00069444 | 22 | 0.0105 | 22 | 0.0105 | 0
Weekday | 16:00 | 0 | 0 | 0 | 0.3 | 22 | 26 | 40 | 50 | 0.00069444 | 22 | 0.0105 | 22 | 0.0105 | 0
Weekday | 17:00 | 0 | 0 | 0 | 0.3 | 22 | 26 | 40 | 50 | 0.00069444 | 22 | 0.0105 | 22 | 0.0105 | 0
Weekday | 18:00 | 0 | 0 | 0 | 0.3 | 22 | 26 | 40 | 50 | 0.00069444 | 22 | 0.0105 | 22 | 0.0105 | 0
Weekday | 19:00 | 0 | 0 | 0 | 0.3 | 22 | 26 | 40 | 50 | 0.00069444 | 22 | 0.0105 | 22 | 0.0105 | 0
Weekday | 20:00 | 0 | 0 | 0 | 0.3 | 22 | 26 | 40 | 50 | 0.00069444 | 22 | 0.0105 | 22 | 0.0105 | 0
Weekday | 21:00 | 0 | 0 | 0 | 0.3 | 22 | 26 | 40 | 50 | 0.00069444 | 22 | 0.0105 | 22 | 0.0105 | 0
Weekday | 22:00 | 0 | 0 | 0 | 0.3 | 0 | 50 | 0 | 100 | 0 | 22 | 0.0105 | 22 | 0.0105 | 0
Weekday | 23:00 | 0 | 0 | 0 | 0.3 | 0 | 50 | 0 | 100 | 0 | 22 | 0.0105 | 22 | 0.0105 | 0
Weekday | 0:00 | 0 | 0 | 0 | 0.3 | 0 | 50 | 0 | 100 | 0 | 22 | 0.0105 | 22 | 0.0105 | 0
Saturday | 1:00 | 0 | 0 | 0 | 0.3 | 0 | 50 | 0 | 100 | 0 | 22 | 0.0105 | 22 | 0.0105 | 0
Saturday | 2:00 | 0 | 0 | 0 | 0.3 | 0 | 50 | 0 | 100 | 0 | 22 | 0.0105 | 22 | 0.0105 | 0
Saturday | 3:00 | 0 | 0 | 0 | 0.3 | 0 | 50 | 0 | 100 | 0 | 22 | 0.0105 | 22 | 0.0105 | 0
Saturday | 4:00 | 0 | 0 | 0 | 0.3 | 0 | 50 | 0 | 100 | 0 | 22 | 0.0105 | 22 | 0.0105 | 0
Saturday | 5:00 | 0 | 0 | 0 | 0.3 | 0 | 50 | 0 | 100 | 0 | 22 | 0.0105 | 22 | 0.0105 | 0
Saturday | 6:00 | 0 | 0 | 0 | 0.3 | 0 | 50 | 0 | 100 | 0 | 22 | 0.0105 | 22 | 0.0105 | 0
Saturday | 7:00 | 0 | 0 | 0 | 0.3 | 0 | 50 | 0 | 100 | 0 | 22 | 0.0105 | 22 | 0.0105 | 0
Saturday | 8:00 | 0 | 0 | 0 | 0.3 | 0 | 50 | 0 | 100 | 0 | 22 | 0.0105 | 22 | 0.0105 | 0
Saturday | 9:00 | 0 | 0 | 0 | 0.3 | 0 | 50 | 0 | 100 | 0 | 22 | 0.0105 | 22 | 0.0105 | 0
Saturday | 10:00 | 0 | 0 | 0 | 0.3 | 0 | 50 | 0 | 100 | 0 | 22 | 0.0105 | 22 | 0.0105 | 0
Saturday | 11:00 | 0 | 0 | 0 | 0.3 | 0 | 50 | 0 | 100 | 0 | 22 | 0.0105 | 22 | 0.0105 | 0
Saturday | 12:00 | 0 | 0 | 0 | 0.3 | 0 | 50 | 0 | 100 | 0 | 22 | 0.0105 | 22 | 0.0105 | 0
Saturday | 13:00 | 0 | 0 | 0 | 0.3 | 0 | 50 | 0 | 100 | 0 | 22 | 0.0105 | 22 | 0.0105 | 0
Saturday | 14:00 | 0 | 0 | 0 | 0.3 | 0 | 50 | 0 | 100 | 0 | 22 | 0.0105 | 22 | 0.0105 | 0
Saturday | 15:00 | 0 | 0 | 0 | 0.3 | 0 | 50 | 0 | 100 | 0 | 22 | 0.0105 | 22 | 0.0105 | 0
Saturday | 16:00 | 0 | 0 | 0 | 0.3 | 0 | 50 | 0 | 100 | 0 | 22 | 0.0105 | 22 | 0.0105 | 0
Saturday | 17:00 | 0 | 0 | 0 | 0.3 | 0 | 50 | 0 | 100 | 0 | 22 | 0.0105 | 22 | 0.0105 | 0
Saturday | 18:00 | 0 | 0 | 0 | 0.3 | 0 | 50 | 0 | 100 | 0 | 22 | 0.0105 | 22 | 0.0105 | 0
Saturday | 19:00 | 0 | 0 | 0 | 0.3 | 0 | 50 | 0 | 100 | 0 | 22 | 0.0105 | 22 | 0.0105 | 0
Saturday | 20:00 | 0 | 0 | 0 | 0.3 | 0 | 50 | 0 | 100 | 0 | 22 | 0.0105 | 22 | 0.0105 | 0
Saturday | 21:00 | 0 | 0 | 0 | 0.3 | 0 | 50 | 0 | 100 | 0 | 22 | 0.0105 | 22 | 0.0105 | 0
Saturday | 22:00 | 0 | 0 | 0 | 0.3 | 0 | 50 | 0 | 100 | 0 | 22 | 0.0105 | 22 | 0.0105 | 0
Saturday | 23:00 | 0 | 0 | 0 | 0.3 | 0 | 50 | 0 | 100 | 0 | 22 | 0.0105 | 22 | 0.0105 | 0
Saturday | 0:00 | 0 | 0 | 0 | 0.3 | 0 | 50 | 0 | 100 | 0 | 22 | 0.0105 | 22 | 0.0105 | 0
Sunday | 1:00 | 0 | 0 | 0 | 0.3 | 0 | 50 | 0 | 100 | 0 | 22 | 0.0105 | 22 | 0.0105 | 0
Sunday | 2:00 | 0 | 0 | 0 | 0.3 | 0 | 50 | 0 | 100 | 0 | 22 | 0.0105 | 22 | 0.0105 | 0
Sunday | 3:00 | 0 | 0 | 0 | 0.3 | 0 | 50 | 0 | 100 | 0 | 22 | 0.0105 | 22 | 0.0105 | 0
Sunday | 4:00 | 0 | 0 | 0 | 0.3 | 0 | 50 | 0 | 100 | 0 | 22 | 0.0105 | 22 | 0.0105 | 0
Sunday | 5:00 | 0 | 0 | 0 | 0.3 | 0 | 50 | 0 | 100 | 0 | 22 | 0.0105 | 22 | 0.0105 | 0
Sunday | 6:00 | 0 | 0 | 0 | 0.3 | 0 | 50 | 0 | 100 | 0 | 22 | 0.0105 | 22 | 0.0105 | 0
Sunday | 7:00 | 0 | 0 | 0 | 0.3 | 0 | 50 | 0 | 100 | 0 | 22 | 0.0105 | 22 | 0.0105 | 0
Sunday | 8:00 | 0 | 0 | 0 | 0.3 | 0 | 50 | 0 | 100 | 0 | 22 | 0.0105 | 22 | 0.0105 | 0
Sunday | 9:00 | 0 | 0 | 0 | 0.3 | 0 | 50 | 0 | 100 | 0 | 22 | 0.0105 | 22 | 0.0105 | 0
Sunday | 10:00 | 0 | 0 | 0 | 0.3 | 0 | 50 | 0 | 100 | 0 | 22 | 0.0105 | 22 | 0.0105 | 0
Sunday | 11:00 | 0 | 0 | 0 | 0.3 | 0 | 50 | 0 | 100 | 0 | 22 | 0.0105 | 22 | 0.0105 | 0
Sunday | 12:00 | 0 | 0 | 0 | 0.3 | 0 | 50 | 0 | 100 | 0 | 22 | 0.0105 | 22 | 0.0105 | 0
Sunday | 13:00 | 0 | 0 | 0 | 0.3 | 0 | 50 | 0 | 100 | 0 | 22 | 0.0105 | 22 | 0.0105 | 0
Sunday | 14:00 | 0 | 0 | 0 | 0.3 | 0 | 50 | 0 | 100 | 0 | 22 | 0.0105 | 22 | 0.0105 | 0
Sunday | 15:00 | 0 | 0 | 0 | 0.3 | 0 | 50 | 0 | 100 | 0 | 22 | 0.0105 | 22 | 0.0105 | 0
Sunday | 16:00 | 0 | 0 | 0 | 0.3 | 0 | 50 | 0 | 100 | 0 | 22 | 0.0105 | 22 | 0.0105 | 0
Sunday | 17:00 | 0 | 0 | 0 | 0.3 | 0 | 50 | 0 | 100 | 0 | 22 | 0.0105 | 22 | 0.0105 | 0
Sunday | 18:00 | 0 | 0 | 0 | 0.3 | 0 | 50 | 0 | 100 | 0 | 22 | 0.0105 | 22 | 0.0105 | 0
Sunday | 19:00 | 0 | 0 | 0 | 0.3 | 0 | 50 | 0 | 100 | 0 | 22 | 0.0105 | 22 | 0.0105 | 0
Sunday | 20:00 | 0 | 0 | 0 | 0.3 | 0 | 50 | 0 | 100 | 0 | 22 | 0.0105 | 22 | 0.0105 | 0
Sunday | 21:00 | 0 | 0 | 0 | 0.3 | 0 | 50 | 0 | 100 | 0 | 22 | 0.0105 | 22 | 0.0105 | 0
Sunday | 22:00 | 0 | 0 | 0 | 0.3 | 0 | 50 | 0 | 100 | 0 | 22 | 0.0105 | 22 | 0.0105 | 0
Sunday | 23:00 | 0 | 0 | 0 | 0.3 | 0 | 50 | 0 | 100 | 0 | 22 | 0.0105 | 22 | 0.0105 | 0
Sunday | 0:00 | 0 | 0 | 0 | 0.3 | 0 | 50 | 0 | 100 | 0 | 22 | 0.0105 | 22 | 0.0105 | 0

## Ed-1
| Schedule | Occupancy (Total) | Appliances | Lighting | Infiltration FlowRate | HeatSP | CoolSP | HumSP | DehumSP | Ventilation FlowRate | Ventilation Supply Temperature heating mode | Ventilation Supply specific humidity heating mode | Ventilation Supply Temperature cooling mode | Ventilation Supply specific humidity cooling mode | Domestic Hot Water FlowRate
| Unit | [W/m²] | [W/m²] | [W/m²] | [Vol/h] | [°C] | [°C] | [%] | [%] | [m³/(s m²)] | [°C] | [kg_v/kg_da] | [°C] | [kg_v/kg_da] | [L/(m2 h)]
Weekday | 1:00 | 0 | 0 | 0 | 0.3 | 0 | 50 | 0 | 100 | 0 | 22 | 0.0105 | 22 | 0.0105 | 0
Weekday | 2:00 | 0 | 0 | 0 | 0.3 | 0 | 50 | 0 | 100 | 0 | 22 | 0.0105 | 22 | 0.0105 | 0
Weekday | 3:00 | 0 | 0 | 0 | 0.3 | 0 | 50 | 0 | 100 | 0 | 22 | 0.0105 | 22 | 0.0105 | 0
Weekday | 4:00 | 0 | 0 | 0 | 0.3 | 0 | 50 | 0 | 100 | 0 | 22 | 0.0105 | 22 | 0.0105 | 0
Weekday | 5:00 | 0 | 0 | 0 | 0.3 | 0 | 50 | 0 | 100 | 0 | 22 | 0.0105 | 22 | 0.0105 | 0
Weekday | 6:00 | 0 | 0 | 0 | 0.3 | 0 | 50 | 0 | 100 | 0 | 22 | 0.0105 | 22 | 0.0105 | 0
Weekday | 7:00 | 0 | 0 | 0 | 0.3 | 0 | 50 | 0 | 100 | 0 | 22 | 0.0105 | 22 | 0.0105 | 0
Weekday | 8:00 | 0 | 0 | 0 | 0.3 | 0 | 50 | 0 | 100 | 0 | 22 | 0.0105 | 22 | 0.0105 | 0
Weekday | 9:00 | 0 | 0 | 0 | 0.3 | 22 | 26 | 40 | 50 | 0.0034722 | 22 | 0.0105 | 22 | 0.0105 | 0.625
Weekday | 10:00 | 0 | 0 | 0 | 0.3 | 22 | 26 | 40 | 50 | 0.0034722 | 22 | 0.0105 | 22 | 0.0105 | 0.625
Weekday | 11:00 | 0 | 0 | 0 | 0.3 | 22 | 26 | 40 | 50 | 0.0034722 | 22 | 0.0105 | 22 | 0.0105 | 0.625
Weekday | 12:00 | 0 | 0 | 0 | 0.3 | 22 | 26 | 40 | 50 | 0.0034722 | 22 | 0.0105 | 22 | 0.0105 | 0.625
Weekday | 13:00 | 0 | 0 | 0 | 0.3 | 22 | 26 | 40 | 50 | 0.0034722 | 22 | 0.0105 | 22 | 0.0105 | 0.625
Weekday | 14:00 | 0 | 0 | 0 | 0.3 | 22 | 26 | 40 | 50 | 0.0034722 | 22 | 0.0105 | 22 | 0.0105 | 0.625
Weekday | 15:00 | 0 | 0 | 0 | 0.3 | 22 | 26 | 40 | 50 | 0.0034722 | 22 | 0.0105 | 22 | 0.0105 | 0.625
Weekday | 16:00 | 0 | 0 | 0 | 0.3 | 22 | 26 | 40 | 50 | 0.0034722 | 22 | 0.0105 | 22 | 0.0105 | 0.625
Weekday | 17:00 | 0 | 0 | 0 | 0.3 | 0 | 50 | 0 | 100 | 0 | 22 | 0.0105 | 22 | 0.0105 | 0
Weekday | 18:00 | 0 | 0 | 0 | 0.3 | 0 | 50 | 0 | 100 | 0 | 22 | 0.0105 | 22 | 0.0105 | 0
Weekday | 19:00 | 0 | 0 | 0 | 0.3 | 0 | 50 | 0 | 100 | 0 | 22 | 0.0105 | 22 | 0.0105 | 0
Weekday | 20:00 | 0 | 0 | 0 | 0.3 | 0 | 50 | 0 | 100 | 0 | 22 | 0.0105 | 22 | 0.0105 | 0
Weekday | 21:00 | 0 | 0 | 0 | 0.3 | 0 | 50 | 0 | 100 | 0 | 22 | 0.0105 | 22 | 0.0105 | 0
Weekday | 22:00 | 0 | 0 | 0 | 0.3 | 0 | 50 | 0 | 100 | 0 | 22 | 0.0105 | 22 | 0.0105 | 0
Weekday | 23:00 | 0 | 0 | 0 | 0.3 | 0 | 50 | 0 | 100 | 0 | 22 | 0.0105 | 22 | 0.0105 | 0
Weekday | 0:00 | 0 | 0 | 0 | 0.3 | 0 | 50 | 0 | 100 | 0 | 22 | 0.0105 | 22 | 0.0105 | 0
Saturday | 1:00 | 0 | 0 | 0 | 0.3 | 0 | 50 | 0 | 100 | 0 | 22 | 0.0105 | 22 | 0.0105 | 0
Saturday | 2:00 | 0 | 0 | 0 | 0.3 | 0 | 50 | 0 | 100 | 0 | 22 | 0.0105 | 22 | 0.0105 | 0
Saturday | 3:00 | 0 | 0 | 0 | 0.3 | 0 | 50 | 0 | 100 | 0 | 22 | 0.0105 | 22 | 0.0105 | 0
Saturday | 4:00 | 0 | 0 | 0 | 0.3 | 0 | 50 | 0 | 100 | 0 | 22 | 0.0105 | 22 | 0.0105 | 0
Saturday | 5:00 | 0 | 0 | 0 | 0.3 | 0 | 50 | 0 | 100 | 0 | 22 | 0.0105 | 22 | 0.0105 | 0
Saturday | 6:00 | 0 | 0 | 0 | 0.3 | 0 | 50 | 0 | 100 | 0 | 22 | 0.0105 | 22 | 0.0105 | 0
Saturday | 7:00 | 0 | 0 | 0 | 0.3 | 0 | 50 | 0 | 100 | 0 | 22 | 0.0105 | 22 | 0.0105 | 0
Saturday | 8:00 | 0 | 0 | 0 | 0.3 | 0 | 50 | 0 | 100 | 0 | 22 | 0.0105 | 22 | 0.0105 | 0
Saturday | 9:00 | 0 | 0 | 0 | 0.3 | 0 | 50 | 0 | 100 | 0 | 22 | 0.0105 | 22 | 0.0105 | 0
Saturday | 10:00 | 0 | 0 | 0 | 0.3 | 0 | 50 | 0 | 100 | 0 | 22 | 0.0105 | 22 | 0.0105 | 0
Saturday | 11:00 | 0 | 0 | 0 | 0.3 | 0 | 50 | 0 | 100 | 0 | 22 | 0.0105 | 22 | 0.0105 | 0
Saturday | 12:00 | 0 | 0 | 0 | 0.3 | 0 | 50 | 0 | 100 | 0 | 22 | 0.0105 | 22 | 0.0105 | 0
Saturday | 13:00 | 0 | 0 | 0 | 0.3 | 0 | 50 | 0 | 100 | 0 | 22 | 0.0105 | 22 | 0.0105 | 0
Saturday | 14:00 | 0 | 0 | 0 | 0.3 | 0 | 50 | 0 | 100 | 0 | 22 | 0.0105 | 22 | 0.0105 | 0
Saturday | 15:00 | 0 | 0 | 0 | 0.3 | 0 | 50 | 0 | 100 | 0 | 22 | 0.0105 | 22 | 0.0105 | 0
Saturday | 16:00 | 0 | 0 | 0 | 0.3 | 0 | 50 | 0 | 100 | 0 | 22 | 0.0105 | 22 | 0.0105 | 0
Saturday | 17:00 | 0 | 0 | 0 | 0.3 | 0 | 50 | 0 | 100 | 0 | 22 | 0.0105 | 22 | 0.0105 | 0
Saturday | 18:00 | 0 | 0 | 0 | 0.3 | 0 | 50 | 0 | 100 | 0 | 22 | 0.0105 | 22 | 0.0105 | 0
Saturday | 19:00 | 0 | 0 | 0 | 0.3 | 0 | 50 | 0 | 100 | 0 | 22 | 0.0105 | 22 | 0.0105 | 0
Saturday | 20:00 | 0 | 0 | 0 | 0.3 | 0 | 50 | 0 | 100 | 0 | 22 | 0.0105 | 22 | 0.0105 | 0
Saturday | 21:00 | 0 | 0 | 0 | 0.3 | 0 | 50 | 0 | 100 | 0 | 22 | 0.0105 | 22 | 0.0105 | 0
Saturday | 22:00 | 0 | 0 | 0 | 0.3 | 0 | 50 | 0 | 100 | 0 | 22 | 0.0105 | 22 | 0.0105 | 0
Saturday | 23:00 | 0 | 0 | 0 | 0.3 | 0 | 50 | 0 | 100 | 0 | 22 | 0.0105 | 22 | 0.0105 | 0
Saturday | 0:00 | 0 | 0 | 0 | 0.3 | 0 | 50 | 0 | 100 | 0 | 22 | 0.0105 | 22 | 0.0105 | 0
Sunday | 1:00 | 0 | 0 | 0 | 0.3 | 0 | 50 | 0 | 100 | 0 | 22 | 0.0105 | 22 | 0.0105 | 0
Sunday | 2:00 | 0 | 0 | 0 | 0.3 | 0 | 50 | 0 | 100 | 0 | 22 | 0.0105 | 22 | 0.0105 | 0
Sunday | 3:00 | 0 | 0 | 0 | 0.3 | 0 | 50 | 0 | 100 | 0 | 22 | 0.0105 | 22 | 0.0105 | 0
Sunday | 4:00 | 0 | 0 | 0 | 0.3 | 0 | 50 | 0 | 100 | 0 | 22 | 0.0105 | 22 | 0.0105 | 0
Sunday | 5:00 | 0 | 0 | 0 | 0.3 | 0 | 50 | 0 | 100 | 0 | 22 | 0.0105 | 22 | 0.0105 | 0
Sunday | 6:00 | 0 | 0 | 0 | 0.3 | 0 | 50 | 0 | 100 | 0 | 22 | 0.0105 | 22 | 0.0105 | 0
Sunday | 7:00 | 0 | 0 | 0 | 0.3 | 0 | 50 | 0 | 100 | 0 | 22 | 0.0105 | 22 | 0.0105 | 0
Sunday | 8:00 | 0 | 0 | 0 | 0.3 | 0 | 50 | 0 | 100 | 0 | 22 | 0.0105 | 22 | 0.0105 | 0
Sunday | 9:00 | 0 | 0 | 0 | 0.3 | 0 | 50 | 0 | 100 | 0 | 22 | 0.0105 | 22 | 0.0105 | 0
Sunday | 10:00 | 0 | 0 | 0 | 0.3 | 0 | 50 | 0 | 100 | 0 | 22 | 0.0105 | 22 | 0.0105 | 0
Sunday | 11:00 | 0 | 0 | 0 | 0.3 | 0 | 50 | 0 | 100 | 0 | 22 | 0.0105 | 22 | 0.0105 | 0
Sunday | 12:00 | 0 | 0 | 0 | 0.3 | 0 | 50 | 0 | 100 | 0 | 22 | 0.0105 | 22 | 0.0105 | 0
Sunday | 13:00 | 0 | 0 | 0 | 0.3 | 0 | 50 | 0 | 100 | 0 | 22 | 0.0105 | 22 | 0.0105 | 0
Sunday | 14:00 | 0 | 0 | 0 | 0.3 | 0 | 50 | 0 | 100 | 0 | 22 | 0.0105 | 22 | 0.0105 | 0
Sunday | 15:00 | 0 | 0 | 0 | 0.3 | 0 | 50 | 0 | 100 | 0 | 22 | 0.0105 | 22 | 0.0105 | 0
Sunday | 16:00 | 0 | 0 | 0 | 0.3 | 0 | 50 | 0 | 100 | 0 | 22 | 0.0105 | 22 | 0.0105 | 0
Sunday | 17:00 | 0 | 0 | 0 | 0.3 | 0 | 50 | 0 | 100 | 0 | 22 | 0.0105 | 22 | 0.0105 | 0
Sunday | 18:00 | 0 | 0 | 0 | 0.3 | 0 | 50 | 0 | 100 | 0 | 22 | 0.0105 | 22 | 0.0105 | 0
Sunday | 19:00 | 0 | 0 | 0 | 0.3 | 0 | 50 | 0 | 100 | 0 | 22 | 0.0105 | 22 | 0.0105 | 0
Sunday | 20:00 | 0 | 0 | 0 | 0.3 | 0 | 50 | 0 | 100 | 0 | 22 | 0.0105 | 22 | 0.0105 | 0
Sunday | 21:00 | 0 | 0 | 0 | 0.3 | 0 | 50 | 0 | 100 | 0 | 22 | 0.0105 | 22 | 0.0105 | 0
Sunday | 22:00 | 0 | 0 | 0 | 0.3 | 0 | 50 | 0 | 100 | 0 | 22 | 0.0105 | 22 | 0.0105 | 0
Sunday | 23:00 | 0 | 0 | 0 | 0.3 | 0 | 50 | 0 | 100 | 0 | 22 | 0.0105 | 22 | 0.0105 | 0
Sunday | 0:00 | 0 | 0 | 0 | 0.3 | 0 | 50 | 0 | 100 | 0 | 22 | 0.0105 | 22 | 0.0105 | 0

## Ed-2
| Schedule | Occupancy (Total) | Appliances | Lighting | Infiltration FlowRate | HeatSP | CoolSP | HumSP | DehumSP | Ventilation FlowRate | Ventilation Supply Temperature heating mode | Ventilation Supply specific humidity heating mode | Ventilation Supply Temperature cooling mode | Ventilation Supply specific humidity cooling mode | Domestic Hot Water FlowRate
| Unit | [W/m²] | [W/m²] | [W/m²] | [Vol/h] | [°C] | [°C] | [%] | [%] | [m³/(s m²)] | [°C] | [kg_v/kg_da] | [°C] | [kg_v/kg_da] | [L/(m2 h)]
Weekday | 1:00 | 0 | 0 | 0 | 0.3 | 0 | 50 | 0 | 100 | 0 | 22 | 0.0105 | 22 | 0.0105 | 0
Weekday | 2:00 | 0 | 0 | 0 | 0.3 | 0 | 50 | 0 | 100 | 0 | 22 | 0.0105 | 22 | 0.0105 | 0
Weekday | 3:00 | 0 | 0 | 0 | 0.3 | 0 | 50 | 0 | 100 | 0 | 22 | 0.0105 | 22 | 0.0105 | 0
Weekday | 4:00 | 0 | 0 | 0 | 0.3 | 0 | 50 | 0 | 100 | 0 | 22 | 0.0105 | 22 | 0.0105 | 0
Weekday | 5:00 | 0 | 0 | 0 | 0.3 | 0 | 50 | 0 | 100 | 0 | 22 | 0.0105 | 22 | 0.0105 | 0
Weekday | 6:00 | 0 | 0 | 0 | 0.3 | 0 | 50 | 0 | 100 | 0 | 22 | 0.0105 | 22 | 0.0105 | 0
Weekday | 7:00 | 0 | 0 | 0 | 0.3 | 0 | 50 | 0 | 100 | 0 | 22 | 0.0105 | 22 | 0.0105 | 0
Weekday | 8:00 | 0 | 0 | 0 | 0.3 | 0 | 50 | 0 | 100 | 0 | 22 | 0.0105 | 22 | 0.0105 | 0
Weekday | 9:00 | 0 | 0 | 0 | 0.3 | 22 | 26 | 40 | 50 | 0.0034722 | 22 | 0.0105 | 22 | 0.0105 | 0.2375
Weekday | 10:00 | 0 | 0 | 0 | 0.3 | 22 | 26 | 40 | 50 | 0.0034722 | 22 | 0.0105 | 22 | 0.0105 | 0.2375
Weekday | 11:00 | 0 | 0 | 0 | 0.3 | 22 | 26 | 40 | 50 | 0.0034722 | 22 | 0.0105 | 22 | 0.0105 | 0.2375
Weekday | 12:00 | 0 | 0 | 0 | 0.3 | 22 | 26 | 40 | 50 | 0.0034722 | 22 | 0.0105 | 22 | 0.0105 | 0.2375
Weekday | 13:00 | 0 | 0 | 0 | 0.3 | 22 | 26 | 40 | 50 | 0.0034722 | 22 | 0.0105 | 22 | 0.0105 | 0.2375
Weekday | 14:00 | 0 | 0 | 0 | 0.3 | 22 | 26 | 40 | 50 | 0.0034722 | 22 | 0.0105 | 22 | 0.0105 | 0.2375
Weekday | 15:00 | 0 | 0 | 0 | 0.3 | 22 | 26 | 40 | 50 | 0.0034722 | 22 | 0.0105 | 22 | 0.0105 | 0.2375
Weekday | 16:00 | 0 | 0 | 0 | 0.3 | 22 | 26 | 40 | 50 | 0.0034722 | 22 | 0.0105 | 22 | 0.0105 | 0.2375
Weekday | 17:00 | 0 | 0 | 0 | 0.3 | 0 | 50 | 0 | 100 | 0 | 22 | 0.0105 | 22 | 0.0105 | 0
Weekday | 18:00 | 0 | 0 | 0 | 0.3 | 0 | 50 | 0 | 100 | 0 | 22 | 0.0105 | 22 | 0.0105 | 0
Weekday | 19:00 | 0 | 0 | 0 | 0.3 | 0 | 50 | 0 | 100 | 0 | 22 | 0.0105 | 22 | 0.0105 | 0
Weekday | 20:00 | 0 | 0 | 0 | 0.3 | 0 | 50 | 0 | 100 | 0 | 22 | 0.0105 | 22 | 0.0105 | 0
Weekday | 21:00 | 0 | 0 | 0 | 0.3 | 0 | 50 | 0 | 100 | 0 | 22 | 0.0105 | 22 | 0.0105 | 0
Weekday | 22:00 | 0 | 0 | 0 | 0.3 | 0 | 50 | 0 | 100 | 0 | 22 | 0.0105 | 22 | 0.0105 | 0
Weekday | 23:00 | 0 | 0 | 0 | 0.3 | 0 | 50 | 0 | 100 | 0 | 22 | 0.0105 | 22 | 0.0105 | 0
Weekday | 0:00 | 0 | 0 | 0 | 0.3 | 0 | 50 | 0 | 100 | 0 | 22 | 0.0105 | 22 | 0.0105 | 0
Saturday | 1:00 | 0 | 0 | 0 | 0.3 | 0 | 50 | 0 | 100 | 0 | 22 | 0.0105 | 22 | 0.0105 | 0
Saturday | 2:00 | 0 | 0 | 0 | 0.3 | 0 | 50 | 0 | 100 | 0 | 22 | 0.0105 | 22 | 0.0105 | 0
Saturday | 3:00 | 0 | 0 | 0 | 0.3 | 0 | 50 | 0 | 100 | 0 | 22 | 0.0105 | 22 | 0.0105 | 0
Saturday | 4:00 | 0 | 0 | 0 | 0.3 | 0 | 50 | 0 | 100 | 0 | 22 | 0.0105 | 22 | 0.0105 | 0
Saturday | 5:00 | 0 | 0 | 0 | 0.3 | 0 | 50 | 0 | 100 | 0 | 22 | 0.0105 | 22 | 0.0105 | 0
Saturday | 6:00 | 0 | 0 | 0 | 0.3 | 0 | 50 | 0 | 100 | 0 | 22 | 0.0105 | 22 | 0.0105 | 0
Saturday | 7:00 | 0 | 0 | 0 | 0.3 | 0 | 50 | 0 | 100 | 0 | 22 | 0.0105 | 22 | 0.0105 | 0
Saturday | 8:00 | 0 | 0 | 0 | 0.3 | 0 | 50 | 0 | 100 | 0 | 22 | 0.0105 | 22 | 0.0105 | 0
Saturday | 9:00 | 0 | 0 | 0 | 0.3 | 0 | 50 | 0 | 100 | 0 | 22 | 0.0105 | 22 | 0.0105 | 0
Saturday | 10:00 | 0 | 0 | 0 | 0.3 | 0 | 50 | 0 | 100 | 0 | 22 | 0.0105 | 22 | 0.0105 | 0
Saturday | 11:00 | 0 | 0 | 0 | 0.3 | 0 | 50 | 0 | 100 | 0 | 22 | 0.0105 | 22 | 0.0105 | 0
Saturday | 12:00 | 0 | 0 | 0 | 0.3 | 0 | 50 | 0 | 100 | 0 | 22 | 0.0105 | 22 | 0.0105 | 0
Saturday | 13:00 | 0 | 0 | 0 | 0.3 | 0 | 50 | 0 | 100 | 0 | 22 | 0.0105 | 22 | 0.0105 | 0
Saturday | 14:00 | 0 | 0 | 0 | 0.3 | 0 | 50 | 0 | 100 | 0 | 22 | 0.0105 | 22 | 0.0105 | 0
Saturday | 15:00 | 0 | 0 | 0 | 0.3 | 0 | 50 | 0 | 100 | 0 | 22 | 0.0105 | 22 | 0.0105 | 0
Saturday | 16:00 | 0 | 0 | 0 | 0.3 | 0 | 50 | 0 | 100 | 0 | 22 | 0.0105 | 22 | 0.0105 | 0
Saturday | 17:00 | 0 | 0 | 0 | 0.3 | 0 | 50 | 0 | 100 | 0 | 22 | 0.0105 | 22 | 0.0105 | 0
Saturday | 18:00 | 0 | 0 | 0 | 0.3 | 0 | 50 | 0 | 100 | 0 | 22 | 0.0105 | 22 | 0.0105 | 0
Saturday | 19:00 | 0 | 0 | 0 | 0.3 | 0 | 50 | 0 | 100 | 0 | 22 | 0.0105 | 22 | 0.0105 | 0
Saturday | 20:00 | 0 | 0 | 0 | 0.3 | 0 | 50 | 0 | 100 | 0 | 22 | 0.0105 | 22 | 0.0105 | 0
Saturday | 21:00 | 0 | 0 | 0 | 0.3 | 0 | 50 | 0 | 100 | 0 | 22 | 0.0105 | 22 | 0.0105 | 0
Saturday | 22:00 | 0 | 0 | 0 | 0.3 | 0 | 50 | 0 | 100 | 0 | 22 | 0.0105 | 22 | 0.0105 | 0
Saturday | 23:00 | 0 | 0 | 0 | 0.3 | 0 | 50 | 0 | 100 | 0 | 22 | 0.0105 | 22 | 0.0105 | 0
Saturday | 0:00 | 0 | 0 | 0 | 0.3 | 0 | 50 | 0 | 100 | 0 | 22 | 0.0105 | 22 | 0.0105 | 0
Sunday | 1:00 | 0 | 0 | 0 | 0.3 | 0 | 50 | 0 | 100 | 0 | 22 | 0.0105 | 22 | 0.0105 | 0
Sunday | 2:00 | 0 | 0 | 0 | 0.3 | 0 | 50 | 0 | 100 | 0 | 22 | 0.0105 | 22 | 0.0105 | 0
Sunday | 3:00 | 0 | 0 | 0 | 0.3 | 0 | 50 | 0 | 100 | 0 | 22 | 0.0105 | 22 | 0.0105 | 0
Sunday | 4:00 | 0 | 0 | 0 | 0.3 | 0 | 50 | 0 | 100 | 0 | 22 | 0.0105 | 22 | 0.0105 | 0
Sunday | 5:00 | 0 | 0 | 0 | 0.3 | 0 | 50 | 0 | 100 | 0 | 22 | 0.0105 | 22 | 0.0105 | 0
Sunday | 6:00 | 0 | 0 | 0 | 0.3 | 0 | 50 | 0 | 100 | 0 | 22 | 0.0105 | 22 | 0.0105 | 0
Sunday | 7:00 | 0 | 0 | 0 | 0.3 | 0 | 50 | 0 | 100 | 0 | 22 | 0.0105 | 22 | 0.0105 | 0
Sunday | 8:00 | 0 | 0 | 0 | 0.3 | 0 | 50 | 0 | 100 | 0 | 22 | 0.0105 | 22 | 0.0105 | 0
Sunday | 9:00 | 0 | 0 | 0 | 0.3 | 0 | 50 | 0 | 100 | 0 | 22 | 0.0105 | 22 | 0.0105 | 0
Sunday | 10:00 | 0 | 0 | 0 | 0.3 | 0 | 50 | 0 | 100 | 0 | 22 | 0.0105 | 22 | 0.0105 | 0
Sunday | 11:00 | 0 | 0 | 0 | 0.3 | 0 | 50 | 0 | 100 | 0 | 22 | 0.0105 | 22 | 0.0105 | 0
Sunday | 12:00 | 0 | 0 | 0 | 0.3 | 0 | 50 | 0 | 100 | 0 | 22 | 0.0105 | 22 | 0.0105 | 0
Sunday | 13:00 | 0 | 0 | 0 | 0.3 | 0 | 50 | 0 | 100 | 0 | 22 | 0.0105 | 22 | 0.0105 | 0
Sunday | 14:00 | 0 | 0 | 0 | 0.3 | 0 | 50 | 0 | 100 | 0 | 22 | 0.0105 | 22 | 0.0105 | 0
Sunday | 15:00 | 0 | 0 | 0 | 0.3 | 0 | 50 | 0 | 100 | 0 | 22 | 0.0105 | 22 | 0.0105 | 0
Sunday | 16:00 | 0 | 0 | 0 | 0.3 | 0 | 50 | 0 | 100 | 0 | 22 | 0.0105 | 22 | 0.0105 | 0
Sunday | 17:00 | 0 | 0 | 0 | 0.3 | 0 | 50 | 0 | 100 | 0 | 22 | 0.0105 | 22 | 0.0105 | 0
Sunday | 18:00 | 0 | 0 | 0 | 0.3 | 0 | 50 | 0 | 100 | 0 | 22 | 0.0105 | 22 | 0.0105 | 0
Sunday | 19:00 | 0 | 0 | 0 | 0.3 | 0 | 50 | 0 | 100 | 0 | 22 | 0.0105 | 22 | 0.0105 | 0
Sunday | 20:00 | 0 | 0 | 0 | 0.3 | 0 | 50 | 0 | 100 | 0 | 22 | 0.0105 | 22 | 0.0105 | 0
Sunday | 21:00 | 0 | 0 | 0 | 0.3 | 0 | 50 | 0 | 100 | 0 | 22 | 0.0105 | 22 | 0.0105 | 0
Sunday | 22:00 | 0 | 0 | 0 | 0.3 | 0 | 50 | 0 | 100 | 0 | 22 | 0.0105 | 22 | 0.0105 | 0
Sunday | 23:00 | 0 | 0 | 0 | 0.3 | 0 | 50 | 0 | 100 | 0 | 22 | 0.0105 | 22 | 0.0105 | 0
Sunday | 0:00 | 0 | 0 | 0 | 0.3 | 0 | 50 | 0 | 100 | 0 | 22 | 0.0105 | 22 | 0.0105 | 0

## Ed-3
| Schedule | Occupancy (Total) | Appliances | Lighting | Infiltration FlowRate | HeatSP | CoolSP | HumSP | DehumSP | Ventilation FlowRate | Ventilation Supply Temperature heating mode | Ventilation Supply specific humidity heating mode | Ventilation Supply Temperature cooling mode | Ventilation Supply specific humidity cooling mode | Domestic Hot Water FlowRate
| Unit | [W/m²] | [W/m²] | [W/m²] | [Vol/h] | [°C] | [°C] | [%] | [%] | [m³/(s m²)] | [°C] | [kg_v/kg_da] | [°C] | [kg_v/kg_da] | [L/(m2 h)]
Weekday | 1:00 | 0 | 0 | 0 | 0.3 | 0 | 50 | 0 | 100 | 0 | 22 | 0.0105 | 22 | 0.0105 | 0
Weekday | 2:00 | 0 | 0 | 0 | 0.3 | 0 | 50 | 0 | 100 | 0 | 22 | 0.0105 | 22 | 0.0105 | 0
Weekday | 3:00 | 0 | 0 | 0 | 0.3 | 0 | 50 | 0 | 100 | 0 | 22 | 0.0105 | 22 | 0.0105 | 0
Weekday | 4:00 | 0 | 0 | 0 | 0.3 | 0 | 50 | 0 | 100 | 0 | 22 | 0.0105 | 22 | 0.0105 | 0
Weekday | 5:00 | 0 | 0 | 0 | 0.3 | 0 | 50 | 0 | 100 | 0 | 22 | 0.0105 | 22 | 0.0105 | 0
Weekday | 6:00 | 0 | 0 | 0 | 0.3 | 0 | 50 | 0 | 100 | 0 | 22 | 0.0105 | 22 | 0.0105 | 0
Weekday | 7:00 | 0 | 0 | 0 | 0.3 | 0 | 50 | 0 | 100 | 0 | 22 | 0.0105 | 22 | 0.0105 | 0
Weekday | 8:00 | 0 | 0 | 0 | 0.3 | 0 | 50 | 0 | 100 | 0 | 22 | 0.0105 | 22 | 0.0105 | 0
Weekday | 9:00 | 0 | 0 | 0 | 0.3 | 22 | 26 | 40 | 50 | 0.0013889 | 22 | 0.0105 | 22 | 0.0105 | 0.076
Weekday | 10:00 | 0 | 0 | 0 | 0.3 | 22 | 26 | 40 | 50 | 0.0013889 | 22 | 0.0105 | 22 | 0.0105 | 0.076
Weekday | 11:00 | 0 | 0 | 0 | 0.3 | 22 | 26 | 40 | 50 | 0.0013889 | 22 | 0.0105 | 22 | 0.0105 | 0.076
Weekday | 12:00 | 0 | 0 | 0 | 0.3 | 22 | 26 | 40 | 50 | 0.0013889 | 22 | 0.0105 | 22 | 0.0105 | 0.076
Weekday | 13:00 | 0 | 0 | 0 | 0.3 | 22 | 26 | 40 | 50 | 0.0013889 | 22 | 0.0105 | 22 | 0.0105 | 0.076
Weekday | 14:00 | 0 | 0 | 0 | 0.3 | 22 | 26 | 40 | 50 | 0.0013889 | 22 | 0.0105 | 22 | 0.0105 | 0.076
Weekday | 15:00 | 0 | 0 | 0 | 0.3 | 22 | 26 | 40 | 50 | 0.0013889 | 22 | 0.0105 | 22 | 0.0105 | 0.076
Weekday | 16:00 | 0 | 0 | 0 | 0.3 | 22 | 26 | 40 | 50 | 0.0013889 | 22 | 0.0105 | 22 | 0.0105 | 0.076
Weekday | 17:00 | 0 | 0 | 0 | 0.3 | 22 | 26 | 40 | 50 | 0.0013889 | 22 | 0.0105 | 22 | 0.0105 | 0.076
Weekday | 18:00 | 0 | 0 | 0 | 0.3 | 22 | 26 | 40 | 50 | 0.0013889 | 22 | 0.0105 | 22 | 0.0105 | 0.076
Weekday | 19:00 | 0 | 0 | 0 | 0.3 | 0 | 50 | 0 | 100 | 0 | 22 | 0.0105 | 22 | 0.0105 | 0
Weekday | 20:00 | 0 | 0 | 0 | 0.3 | 0 | 50 | 0 | 100 | 0 | 22 | 0.0105 | 22 | 0.0105 | 0
Weekday | 21:00 | 0 | 0 | 0 | 0.3 | 0 | 50 | 0 | 100 | 0 | 22 | 0.0105 | 22 | 0.0105 | 0
Weekday | 22:00 | 0 | 0 | 0 | 0.3 | 0 | 50 | 0 | 100 | 0 | 22 | 0.0105 | 22 | 0.0105 | 0
Weekday | 23:00 | 0 | 0 | 0 | 0.3 | 0 | 50 | 0 | 100 | 0 | 22 | 0.0105 | 22 | 0.0105 | 0
Weekday | 0:00 | 0 | 0 | 0 | 0.3 | 0 | 50 | 0 | 100 | 0 | 22 | 0.0105 | 22 | 0.0105 | 0
Saturday | 1:00 | 0 | 0 | 0 | 0.3 | 0 | 50 | 0 | 100 | 0 | 22 | 0.0105 | 22 | 0.0105 | 0
Saturday | 2:00 | 0 | 0 | 0 | 0.3 | 0 | 50 | 0 | 100 | 0 | 22 | 0.0105 | 22 | 0.0105 | 0
Saturday | 3:00 | 0 | 0 | 0 | 0.3 | 0 | 50 | 0 | 100 | 0 | 22 | 0.0105 | 22 | 0.0105 | 0
Saturday | 4:00 | 0 | 0 | 0 | 0.3 | 0 | 50 | 0 | 100 | 0 | 22 | 0.0105 | 22 | 0.0105 | 0
Saturday | 5:00 | 0 | 0 | 0 | 0.3 | 0 | 50 | 0 | 100 | 0 | 22 | 0.0105 | 22 | 0.0105 | 0
Saturday | 6:00 | 0 | 0 | 0 | 0.3 | 0 | 50 | 0 | 100 | 0 | 22 | 0.0105 | 22 | 0.0105 | 0
Saturday | 7:00 | 0 | 0 | 0 | 0.3 | 0 | 50 | 0 | 100 | 0 | 22 | 0.0105 | 22 | 0.0105 | 0
Saturday | 8:00 | 0 | 0 | 0 | 0.3 | 0 | 50 | 0 | 100 | 0 | 22 | 0.0105 | 22 | 0.0105 | 0
Saturday | 9:00 | 0 | 0 | 0 | 0.3 | 22 | 26 | 40 | 50 | 0.0013889 | 22 | 0.0105 | 22 | 0.0105 | 0.076
Saturday | 10:00 | 0 | 0 | 0 | 0.3 | 22 | 26 | 40 | 50 | 0.0013889 | 22 | 0.0105 | 22 | 0.0105 | 0.076
Saturday | 11:00 | 0 | 0 | 0 | 0.3 | 22 | 26 | 40 | 50 | 0.0013889 | 22 | 0.0105 | 22 | 0.0105 | 0.076
Saturday | 12:00 | 0 | 0 | 0 | 0.3 | 22 | 26 | 40 | 50 | 0.0013889 | 22 | 0.0105 | 22 | 0.0105 | 0.076
Saturday | 13:00 | 0 | 0 | 0 | 0.3 | 22 | 26 | 40 | 50 | 0.0013889 | 22 | 0.0105 | 22 | 0.0105 | 0.076
Saturday | 14:00 | 0 | 0 | 0 | 0.3 | 22 | 26 | 40 | 50 | 0.0013889 | 22 | 0.0105 | 22 | 0.0105 | 0.076
Saturday | 15:00 | 0 | 0 | 0 | 0.3 | 22 | 26 | 40 | 50 | 0.0013889 | 22 | 0.0105 | 22 | 0.0105 | 0.076
Saturday | 16:00 | 0 | 0 | 0 | 0.3 | 22 | 26 | 40 | 50 | 0.0013889 | 22 | 0.0105 | 22 | 0.0105 | 0.076
Saturday | 17:00 | 0 | 0 | 0 | 0.3 | 22 | 26 | 40 | 50 | 0.0013889 | 22 | 0.0105 | 22 | 0.0105 | 0.076
Saturday | 18:00 | 0 | 0 | 0 | 0.3 | 22 | 26 | 40 | 50 | 0.0013889 | 22 | 0.0105 | 22 | 0.0105 | 0.076
Saturday | 19:00 | 0 | 0 | 0 | 0.3 | 0 | 50 | 0 | 100 | 0 | 22 | 0.0105 | 22 | 0.0105 | 0
Saturday | 20:00 | 0 | 0 | 0 | 0.3 | 0 | 50 | 0 | 100 | 0 | 22 | 0.0105 | 22 | 0.0105 | 0
Saturday | 21:00 | 0 | 0 | 0 | 0.3 | 0 | 50 | 0 | 100 | 0 | 22 | 0.0105 | 22 | 0.0105 | 0
Saturday | 22:00 | 0 | 0 | 0 | 0.3 | 0 | 50 | 0 | 100 | 0 | 22 | 0.0105 | 22 | 0.0105 | 0
Saturday | 23:00 | 0 | 0 | 0 | 0.3 | 0 | 50 | 0 | 100 | 0 | 22 | 0.0105 | 22 | 0.0105 | 0
Saturday | 0:00 | 0 | 0 | 0 | 0.3 | 0 | 50 | 0 | 100 | 0 | 22 | 0.0105 | 22 | 0.0105 | 0
Sunday | 1:00 | 0 | 0 | 0 | 0.3 | 0 | 50 | 0 | 100 | 0 | 22 | 0.0105 | 22 | 0.0105 | 0
Sunday | 2:00 | 0 | 0 | 0 | 0.3 | 0 | 50 | 0 | 100 | 0 | 22 | 0.0105 | 22 | 0.0105 | 0
Sunday | 3:00 | 0 | 0 | 0 | 0.3 | 0 | 50 | 0 | 100 | 0 | 22 | 0.0105 | 22 | 0.0105 | 0
Sunday | 4:00 | 0 | 0 | 0 | 0.3 | 0 | 50 | 0 | 100 | 0 | 22 | 0.0105 | 22 | 0.0105 | 0
Sunday | 5:00 | 0 | 0 | 0 | 0.3 | 0 | 50 | 0 | 100 | 0 | 22 | 0.0105 | 22 | 0.0105 | 0
Sunday | 6:00 | 0 | 0 | 0 | 0.3 | 0 | 50 | 0 | 100 | 0 | 22 | 0.0105 | 22 | 0.0105 | 0
Sunday | 7:00 | 0 | 0 | 0 | 0.3 | 0 | 50 | 0 | 100 | 0 | 22 | 0.0105 | 22 | 0.0105 | 0
Sunday | 8:00 | 0 | 0 | 0 | 0.3 | 0 | 50 | 0 | 100 | 0 | 22 | 0.0105 | 22 | 0.0105 | 0
Sunday | 9:00 | 0 | 0 | 0 | 0.3 | 0 | 50 | 0 | 100 | 0 | 22 | 0.0105 | 22 | 0.0105 | 0
Sunday | 10:00 | 0 | 0 | 0 | 0.3 | 0 | 50 | 0 | 100 | 0 | 22 | 0.0105 | 22 | 0.0105 | 0
Sunday | 11:00 | 0 | 0 | 0 | 0.3 | 0 | 50 | 0 | 100 | 0 | 22 | 0.0105 | 22 | 0.0105 | 0
Sunday | 12:00 | 0 | 0 | 0 | 0.3 | 0 | 50 | 0 | 100 | 0 | 22 | 0.0105 | 22 | 0.0105 | 0
Sunday | 13:00 | 0 | 0 | 0 | 0.3 | 0 | 50 | 0 | 100 | 0 | 22 | 0.0105 | 22 | 0.0105 | 0
Sunday | 14:00 | 0 | 0 | 0 | 0.3 | 0 | 50 | 0 | 100 | 0 | 22 | 0.0105 | 22 | 0.0105 | 0
Sunday | 15:00 | 0 | 0 | 0 | 0.3 | 0 | 50 | 0 | 100 | 0 | 22 | 0.0105 | 22 | 0.0105 | 0
Sunday | 16:00 | 0 | 0 | 0 | 0.3 | 0 | 50 | 0 | 100 | 0 | 22 | 0.0105 | 22 | 0.0105 | 0
Sunday | 17:00 | 0 | 0 | 0 | 0.3 | 0 | 50 | 0 | 100 | 0 | 22 | 0.0105 | 22 | 0.0105 | 0
Sunday | 18:00 | 0 | 0 | 0 | 0.3 | 0 | 50 | 0 | 100 | 0 | 22 | 0.0105 | 22 | 0.0105 | 0
Sunday | 19:00 | 0 | 0 | 0 | 0.3 | 0 | 50 | 0 | 100 | 0 | 22 | 0.0105 | 22 | 0.0105 | 0
Sunday | 20:00 | 0 | 0 | 0 | 0.3 | 0 | 50 | 0 | 100 | 0 | 22 | 0.0105 | 22 | 0.0105 | 0
Sunday | 21:00 | 0 | 0 | 0 | 0.3 | 0 | 50 | 0 | 100 | 0 | 22 | 0.0105 | 22 | 0.0105 | 0
Sunday | 22:00 | 0 | 0 | 0 | 0.3 | 0 | 50 | 0 | 100 | 0 | 22 | 0.0105 | 22 | 0.0105 | 0
Sunday | 23:00 | 0 | 0 | 0 | 0.3 | 0 | 50 | 0 | 100 | 0 | 22 | 0.0105 | 22 | 0.0105 | 0
Sunday | 0:00 | 0 | 0 | 0 | 0.3 | 0 | 50 | 0 | 100 | 0 | 22 | 0.0105 | 22 | 0.0105 | 0

## Ed-4
| Schedule | Occupancy (Total) | Appliances | Lighting | Infiltration FlowRate | HeatSP | CoolSP | HumSP | DehumSP | Ventilation FlowRate | Ventilation Supply Temperature heating mode | Ventilation Supply specific humidity heating mode | Ventilation Supply Temperature cooling mode | Ventilation Supply specific humidity cooling mode | Domestic Hot Water FlowRate
| Unit | [W/m²] | [W/m²] | [W/m²] | [Vol/h] | [°C] | [°C] | [%] | [%] | [m³/(s m²)] | [°C] | [kg_v/kg_da] | [°C] | [kg_v/kg_da] | [L/(m2 h)]
Weekday | 1:00 | 0 | 0 | 0 | 0.3 | 0 | 50 | 0 | 100 | 0 | 22 | 0.0105 | 22 | 0.0105 | 0
Weekday | 2:00 | 0 | 0 | 0 | 0.3 | 0 | 50 | 0 | 100 | 0 | 22 | 0.0105 | 22 | 0.0105 | 0
Weekday | 3:00 | 0 | 0 | 0 | 0.3 | 0 | 50 | 0 | 100 | 0 | 22 | 0.0105 | 22 | 0.0105 | 0
Weekday | 4:00 | 0 | 0 | 0 | 0.3 | 0 | 50 | 0 | 100 | 0 | 22 | 0.0105 | 22 | 0.0105 | 0
Weekday | 5:00 | 0 | 0 | 0 | 0.3 | 0 | 50 | 0 | 100 | 0 | 22 | 0.0105 | 22 | 0.0105 | 0
Weekday | 6:00 | 0 | 0 | 0 | 0.3 | 0 | 50 | 0 | 100 | 0 | 22 | 0.0105 | 22 | 0.0105 | 0
Weekday | 7:00 | 0 | 0 | 0 | 0.3 | 0 | 50 | 0 | 100 | 0 | 22 | 0.0105 | 22 | 0.0105 | 0
Weekday | 8:00 | 0 | 0 | 0 | 0.3 | 0 | 50 | 0 | 100 | 0 | 22 | 0.0105 | 22 | 0.0105 | 0
Weekday | 9:00 | 0 | 0 | 0 | 0.3 | 0 | 50 | 0 | 100 | 0 | 22 | 0.0105 | 22 | 0.0105 | 0
Weekday | 10:00 | 0 | 0 | 0 | 0.3 | 0 | 50 | 0 | 100 | 0 | 22 | 0.0105 | 22 | 0.0105 | 0
Weekday | 11:00 | 0 | 0 | 0 | 0.3 | 0 | 50 | 0 | 100 | 0 | 22 | 0.0105 | 22 | 0.0105 | 0
Weekday | 12:00 | 0 | 0 | 0 | 0.3 | 22 | 26 | 40 | 50 | 0.0034722 | 22 | 0.0105 | 22 | 0.0105 | 5.3333
Weekday | 13:00 | 0 | 0 | 0 | 0.3 | 22 | 26 | 40 | 50 | 0.0034722 | 22 | 0.0105 | 22 | 0.0105 | 5.3333
Weekday | 14:00 | 0 | 0 | 0 | 0.3 | 22 | 26 | 40 | 50 | 0.0034722 | 22 | 0.0105 | 22 | 0.0105 | 5.3333
Weekday | 15:00 | 0 | 0 | 0 | 0.3 | 0 | 50 | 0 | 100 | 0 | 22 | 0.0105 | 22 | 0.0105 | 0
Weekday | 16:00 | 0 | 0 | 0 | 0.3 | 0 | 50 | 0 | 100 | 0 | 22 | 0.0105 | 22 | 0.0105 | 0
Weekday | 17:00 | 0 | 0 | 0 | 0.3 | 0 | 50 | 0 | 100 | 0 | 22 | 0.0105 | 22 | 0.0105 | 0
Weekday | 18:00 | 0 | 0 | 0 | 0.3 | 0 | 50 | 0 | 100 | 0 | 22 | 0.0105 | 22 | 0.0105 | 0
Weekday | 19:00 | 0 | 0 | 0 | 0.3 | 0 | 50 | 0 | 100 | 0 | 22 | 0.0105 | 22 | 0.0105 | 0
Weekday | 20:00 | 0 | 0 | 0 | 0.3 | 0 | 50 | 0 | 100 | 0 | 22 | 0.0105 | 22 | 0.0105 | 0
Weekday | 21:00 | 0 | 0 | 0 | 0.3 | 0 | 50 | 0 | 100 | 0 | 22 | 0.0105 | 22 | 0.0105 | 0
Weekday | 22:00 | 0 | 0 | 0 | 0.3 | 0 | 50 | 0 | 100 | 0 | 22 | 0.0105 | 22 | 0.0105 | 0
Weekday | 23:00 | 0 | 0 | 0 | 0.3 | 0 | 50 | 0 | 100 | 0 | 22 | 0.0105 | 22 | 0.0105 | 0
Weekday | 0:00 | 0 | 0 | 0 | 0.3 | 0 | 50 | 0 | 100 | 0 | 22 | 0.0105 | 22 | 0.0105 | 0
Saturday | 1:00 | 0 | 0 | 0 | 0.3 | 0 | 50 | 0 | 100 | 0 | 22 | 0.0105 | 22 | 0.0105 | 0
Saturday | 2:00 | 0 | 0 | 0 | 0.3 | 0 | 50 | 0 | 100 | 0 | 22 | 0.0105 | 22 | 0.0105 | 0
Saturday | 3:00 | 0 | 0 | 0 | 0.3 | 0 | 50 | 0 | 100 | 0 | 22 | 0.0105 | 22 | 0.0105 | 0
Saturday | 4:00 | 0 | 0 | 0 | 0.3 | 0 | 50 | 0 | 100 | 0 | 22 | 0.0105 | 22 | 0.0105 | 0
Saturday | 5:00 | 0 | 0 | 0 | 0.3 | 0 | 50 | 0 | 100 | 0 | 22 | 0.0105 | 22 | 0.0105 | 0
Saturday | 6:00 | 0 | 0 | 0 | 0.3 | 0 | 50 | 0 | 100 | 0 | 22 | 0.0105 | 22 | 0.0105 | 0
Saturday | 7:00 | 0 | 0 | 0 | 0.3 | 0 | 50 | 0 | 100 | 0 | 22 | 0.0105 | 22 | 0.0105 | 0
Saturday | 8:00 | 0 | 0 | 0 | 0.3 | 0 | 50 | 0 | 100 | 0 | 22 | 0.0105 | 22 | 0.0105 | 0
Saturday | 9:00 | 0 | 0 | 0 | 0.3 | 0 | 50 | 0 | 100 | 0 | 22 | 0.0105 | 22 | 0.0105 | 0
Saturday | 10:00 | 0 | 0 | 0 | 0.3 | 0 | 50 | 0 | 100 | 0 | 22 | 0.0105 | 22 | 0.0105 | 0
Saturday | 11:00 | 0 | 0 | 0 | 0.3 | 0 | 50 | 0 | 100 | 0 | 22 | 0.0105 | 22 | 0.0105 | 0
Saturday | 12:00 | 0 | 0 | 0 | 0.3 | 0 | 50 | 0 | 100 | 0 | 22 | 0.0105 | 22 | 0.0105 | 0
Saturday | 13:00 | 0 | 0 | 0 | 0.3 | 0 | 50 | 0 | 100 | 0 | 22 | 0.0105 | 22 | 0.0105 | 0
Saturday | 14:00 | 0 | 0 | 0 | 0.3 | 0 | 50 | 0 | 100 | 0 | 22 | 0.0105 | 22 | 0.0105 | 0
Saturday | 15:00 | 0 | 0 | 0 | 0.3 | 0 | 50 | 0 | 100 | 0 | 22 | 0.0105 | 22 | 0.0105 | 0
Saturday | 16:00 | 0 | 0 | 0 | 0.3 | 0 | 50 | 0 | 100 | 0 | 22 | 0.0105 | 22 | 0.0105 | 0
Saturday | 17:00 | 0 | 0 | 0 | 0.3 | 0 | 50 | 0 | 100 | 0 | 22 | 0.0105 | 22 | 0.0105 | 0
Saturday | 18:00 | 0 | 0 | 0 | 0.3 | 0 | 50 | 0 | 100 | 0 | 22 | 0.0105 | 22 | 0.0105 | 0
Saturday | 19:00 | 0 | 0 | 0 | 0.3 | 0 | 50 | 0 | 100 | 0 | 22 | 0.0105 | 22 | 0.0105 | 0
Saturday | 20:00 | 0 | 0 | 0 | 0.3 | 0 | 50 | 0 | 100 | 0 | 22 | 0.0105 | 22 | 0.0105 | 0
Saturday | 21:00 | 0 | 0 | 0 | 0.3 | 0 | 50 | 0 | 100 | 0 | 22 | 0.0105 | 22 | 0.0105 | 0
Saturday | 22:00 | 0 | 0 | 0 | 0.3 | 0 | 50 | 0 | 100 | 0 | 22 | 0.0105 | 22 | 0.0105 | 0
Saturday | 23:00 | 0 | 0 | 0 | 0.3 | 0 | 50 | 0 | 100 | 0 | 22 | 0.0105 | 22 | 0.0105 | 0
Saturday | 0:00 | 0 | 0 | 0 | 0.3 | 0 | 50 | 0 | 100 | 0 | 22 | 0.0105 | 22 | 0.0105 | 0
Sunday | 1:00 | 0 | 0 | 0 | 0.3 | 0 | 50 | 0 | 100 | 0 | 22 | 0.0105 | 22 | 0.0105 | 0
Sunday | 2:00 | 0 | 0 | 0 | 0.3 | 0 | 50 | 0 | 100 | 0 | 22 | 0.0105 | 22 | 0.0105 | 0
Sunday | 3:00 | 0 | 0 | 0 | 0.3 | 0 | 50 | 0 | 100 | 0 | 22 | 0.0105 | 22 | 0.0105 | 0
Sunday | 4:00 | 0 | 0 | 0 | 0.3 | 0 | 50 | 0 | 100 | 0 | 22 | 0.0105 | 22 | 0.0105 | 0
Sunday | 5:00 | 0 | 0 | 0 | 0.3 | 0 | 50 | 0 | 100 | 0 | 22 | 0.0105 | 22 | 0.0105 | 0
Sunday | 6:00 | 0 | 0 | 0 | 0.3 | 0 | 50 | 0 | 100 | 0 | 22 | 0.0105 | 22 | 0.0105 | 0
Sunday | 7:00 | 0 | 0 | 0 | 0.3 | 0 | 50 | 0 | 100 | 0 | 22 | 0.0105 | 22 | 0.0105 | 0
Sunday | 8:00 | 0 | 0 | 0 | 0.3 | 0 | 50 | 0 | 100 | 0 | 22 | 0.0105 | 22 | 0.0105 | 0
Sunday | 9:00 | 0 | 0 | 0 | 0.3 | 0 | 50 | 0 | 100 | 0 | 22 | 0.0105 | 22 | 0.0105 | 0
Sunday | 10:00 | 0 | 0 | 0 | 0.3 | 0 | 50 | 0 | 100 | 0 | 22 | 0.0105 | 22 | 0.0105 | 0
Sunday | 11:00 | 0 | 0 | 0 | 0.3 | 0 | 50 | 0 | 100 | 0 | 22 | 0.0105 | 22 | 0.0105 | 0
Sunday | 12:00 | 0 | 0 | 0 | 0.3 | 0 | 50 | 0 | 100 | 0 | 22 | 0.0105 | 22 | 0.0105 | 0
Sunday | 13:00 | 0 | 0 | 0 | 0.3 | 0 | 50 | 0 | 100 | 0 | 22 | 0.0105 | 22 | 0.0105 | 0
Sunday | 14:00 | 0 | 0 | 0 | 0.3 | 0 | 50 | 0 | 100 | 0 | 22 | 0.0105 | 22 | 0.0105 | 0
Sunday | 15:00 | 0 | 0 | 0 | 0.3 | 0 | 50 | 0 | 100 | 0 | 22 | 0.0105 | 22 | 0.0105 | 0
Sunday | 16:00 | 0 | 0 | 0 | 0.3 | 0 | 50 | 0 | 100 | 0 | 22 | 0.0105 | 22 | 0.0105 | 0
Sunday | 17:00 | 0 | 0 | 0 | 0.3 | 0 | 50 | 0 | 100 | 0 | 22 | 0.0105 | 22 | 0.0105 | 0
Sunday | 18:00 | 0 | 0 | 0 | 0.3 | 0 | 50 | 0 | 100 | 0 | 22 | 0.0105 | 22 | 0.0105 | 0
Sunday | 19:00 | 0 | 0 | 0 | 0.3 | 0 | 50 | 0 | 100 | 0 | 22 | 0.0105 | 22 | 0.0105 | 0
Sunday | 20:00 | 0 | 0 | 0 | 0.3 | 0 | 50 | 0 | 100 | 0 | 22 | 0.0105 | 22 | 0.0105 | 0
Sunday | 21:00 | 0 | 0 | 0 | 0.3 | 0 | 50 | 0 | 100 | 0 | 22 | 0.0105 | 22 | 0.0105 | 0
Sunday | 22:00 | 0 | 0 | 0 | 0.3 | 0 | 50 | 0 | 100 | 0 | 22 | 0.0105 | 22 | 0.0105 | 0
Sunday | 23:00 | 0 | 0 | 0 | 0.3 | 0 | 50 | 0 | 100 | 0 | 22 | 0.0105 | 22 | 0.0105 | 0
Sunday | 0:00 | 0 | 0 | 0 | 0.3 | 0 | 50 | 0 | 100 | 0 | 22 | 0.0105 | 22 | 0.0105 | 0

## Ed-5
| Schedule | Occupancy (Total) | Appliances | Lighting | Infiltration FlowRate | HeatSP | CoolSP | HumSP | DehumSP | Ventilation FlowRate | Ventilation Supply Temperature heating mode | Ventilation Supply specific humidity heating mode | Ventilation Supply Temperature cooling mode | Ventilation Supply specific humidity cooling mode | Domestic Hot Water FlowRate
| Unit | [W/m²] | [W/m²] | [W/m²] | [Vol/h] | [°C] | [°C] | [%] | [%] | [m³/(s m²)] | [°C] | [kg_v/kg_da] | [°C] | [kg_v/kg_da] | [L/(m2 h)]
Weekday | 1:00 | 0 | 0 | 0 | 0.3 | 0 | 50 | 0 | 100 | 0 | 22 | 0.0105 | 22 | 0.0105 | 0
Weekday | 2:00 | 0 | 0 | 0 | 0.3 | 0 | 50 | 0 | 100 | 0 | 22 | 0.0105 | 22 | 0.0105 | 0
Weekday | 3:00 | 0 | 0 | 0 | 0.3 | 0 | 50 | 0 | 100 | 0 | 22 | 0.0105 | 22 | 0.0105 | 0
Weekday | 4:00 | 0 | 0 | 0 | 0.3 | 0 | 50 | 0 | 100 | 0 | 22 | 0.0105 | 22 | 0.0105 | 0
Weekday | 5:00 | 0 | 0 | 0 | 0.3 | 0 | 50 | 0 | 100 | 0 | 22 | 0.0105 | 22 | 0.0105 | 0
Weekday | 6:00 | 0 | 0 | 0 | 0.3 | 0 | 50 | 0 | 100 | 0 | 22 | 0.0105 | 22 | 0.0105 | 0
Weekday | 7:00 | 0 | 0 | 0 | 0.3 | 0 | 50 | 0 | 100 | 0 | 22 | 0.0105 | 22 | 0.0105 | 0
Weekday | 8:00 | 0 | 0 | 0 | 0.3 | 0 | 50 | 0 | 100 | 0 | 22 | 0.0105 | 22 | 0.0105 | 0
Weekday | 9:00 | 0 | 0 | 0 | 0.3 | 22 | 26 | 40 | 50 | 0.0027778 | 22 | 0.0105 | 22 | 0.0105 | 0.19
Weekday | 10:00 | 0 | 0 | 0 | 0.3 | 22 | 26 | 40 | 50 | 0.0027778 | 22 | 0.0105 | 22 | 0.0105 | 0.19
Weekday | 11:00 | 0 | 0 | 0 | 0.3 | 22 | 26 | 40 | 50 | 0.0027778 | 22 | 0.0105 | 22 | 0.0105 | 0.19
Weekday | 12:00 | 0 | 0 | 0 | 0.3 | 22 | 26 | 40 | 50 | 0.0027778 | 22 | 0.0105 | 22 | 0.0105 | 0.19
Weekday | 13:00 | 0 | 0 | 0 | 0.3 | 22 | 26 | 40 | 50 | 0.0027778 | 22 | 0.0105 | 22 | 0.0105 | 0.19
Weekday | 14:00 | 0 | 0 | 0 | 0.3 | 22 | 26 | 40 | 50 | 0.0027778 | 22 | 0.0105 | 22 | 0.0105 | 0.19
Weekday | 15:00 | 0 | 0 | 0 | 0.3 | 22 | 26 | 40 | 50 | 0.0027778 | 22 | 0.0105 | 22 | 0.0105 | 0.19
Weekday | 16:00 | 0 | 0 | 0 | 0.3 | 22 | 26 | 40 | 50 | 0.0027778 | 22 | 0.0105 | 22 | 0.0105 | 0.19
Weekday | 17:00 | 0 | 0 | 0 | 0.3 | 22 | 26 | 40 | 50 | 0.0027778 | 22 | 0.0105 | 22 | 0.0105 | 0.19
Weekday | 18:00 | 0 | 0 | 0 | 0.3 | 22 | 26 | 40 | 50 | 0.0027778 | 22 | 0.0105 | 22 | 0.0105 | 0.19
Weekday | 19:00 | 0 | 0 | 0 | 0.3 | 0 | 50 | 0 | 100 | 0 | 22 | 0.0105 | 22 | 0.0105 | 0
Weekday | 20:00 | 0 | 0 | 0 | 0.3 | 0 | 50 | 0 | 100 | 0 | 22 | 0.0105 | 22 | 0.0105 | 0
Weekday | 21:00 | 0 | 0 | 0 | 0.3 | 0 | 50 | 0 | 100 | 0 | 22 | 0.0105 | 22 | 0.0105 | 0
Weekday | 22:00 | 0 | 0 | 0 | 0.3 | 0 | 50 | 0 | 100 | 0 | 22 | 0.0105 | 22 | 0.0105 | 0
Weekday | 23:00 | 0 | 0 | 0 | 0.3 | 0 | 50 | 0 | 100 | 0 | 22 | 0.0105 | 22 | 0.0105 | 0
Weekday | 0:00 | 0 | 0 | 0 | 0.3 | 0 | 50 | 0 | 100 | 0 | 22 | 0.0105 | 22 | 0.0105 | 0
Saturday | 1:00 | 0 | 0 | 0 | 0.3 | 0 | 50 | 0 | 100 | 0 | 22 | 0.0105 | 22 | 0.0105 | 0
Saturday | 2:00 | 0 | 0 | 0 | 0.3 | 0 | 50 | 0 | 100 | 0 | 22 | 0.0105 | 22 | 0.0105 | 0
Saturday | 3:00 | 0 | 0 | 0 | 0.3 | 0 | 50 | 0 | 100 | 0 | 22 | 0.0105 | 22 | 0.0105 | 0
Saturday | 4:00 | 0 | 0 | 0 | 0.3 | 0 | 50 | 0 | 100 | 0 | 22 | 0.0105 | 22 | 0.0105 | 0
Saturday | 5:00 | 0 | 0 | 0 | 0.3 | 0 | 50 | 0 | 100 | 0 | 22 | 0.0105 | 22 | 0.0105 | 0
Saturday | 6:00 | 0 | 0 | 0 | 0.3 | 0 | 50 | 0 | 100 | 0 | 22 | 0.0105 | 22 | 0.0105 | 0
Saturday | 7:00 | 0 | 0 | 0 | 0.3 | 0 | 50 | 0 | 100 | 0 | 22 | 0.0105 | 22 | 0.0105 | 0
Saturday | 8:00 | 0 | 0 | 0 | 0.3 | 0 | 50 | 0 | 100 | 0 | 22 | 0.0105 | 22 | 0.0105 | 0
Saturday | 9:00 | 0 | 0 | 0 | 0.3 | 0 | 50 | 0 | 100 | 0 | 22 | 0.0105 | 22 | 0.0105 | 0
Saturday | 10:00 | 0 | 0 | 0 | 0.3 | 0 | 50 | 0 | 100 | 0 | 22 | 0.0105 | 22 | 0.0105 | 0
Saturday | 11:00 | 0 | 0 | 0 | 0.3 | 0 | 50 | 0 | 100 | 0 | 22 | 0.0105 | 22 | 0.0105 | 0
Saturday | 12:00 | 0 | 0 | 0 | 0.3 | 0 | 50 | 0 | 100 | 0 | 22 | 0.0105 | 22 | 0.0105 | 0
Saturday | 13:00 | 0 | 0 | 0 | 0.3 | 0 | 50 | 0 | 100 | 0 | 22 | 0.0105 | 22 | 0.0105 | 0
Saturday | 14:00 | 0 | 0 | 0 | 0.3 | 0 | 50 | 0 | 100 | 0 | 22 | 0.0105 | 22 | 0.0105 | 0
Saturday | 15:00 | 0 | 0 | 0 | 0.3 | 0 | 50 | 0 | 100 | 0 | 22 | 0.0105 | 22 | 0.0105 | 0
Saturday | 16:00 | 0 | 0 | 0 | 0.3 | 0 | 50 | 0 | 100 | 0 | 22 | 0.0105 | 22 | 0.0105 | 0
Saturday | 17:00 | 0 | 0 | 0 | 0.3 | 0 | 50 | 0 | 100 | 0 | 22 | 0.0105 | 22 | 0.0105 | 0
Saturday | 18:00 | 0 | 0 | 0 | 0.3 | 0 | 50 | 0 | 100 | 0 | 22 | 0.0105 | 22 | 0.0105 | 0
Saturday | 19:00 | 0 | 0 | 0 | 0.3 | 0 | 50 | 0 | 100 | 0 | 22 | 0.0105 | 22 | 0.0105 | 0
Saturday | 20:00 | 0 | 0 | 0 | 0.3 | 0 | 50 | 0 | 100 | 0 | 22 | 0.0105 | 22 | 0.0105 | 0
Saturday | 21:00 | 0 | 0 | 0 | 0.3 | 0 | 50 | 0 | 100 | 0 | 22 | 0.0105 | 22 | 0.0105 | 0
Saturday | 22:00 | 0 | 0 | 0 | 0.3 | 0 | 50 | 0 | 100 | 0 | 22 | 0.0105 | 22 | 0.0105 | 0
Saturday | 23:00 | 0 | 0 | 0 | 0.3 | 0 | 50 | 0 | 100 | 0 | 22 | 0.0105 | 22 | 0.0105 | 0
Saturday | 0:00 | 0 | 0 | 0 | 0.3 | 0 | 50 | 0 | 100 | 0 | 22 | 0.0105 | 22 | 0.0105 | 0
Sunday | 1:00 | 0 | 0 | 0 | 0.3 | 0 | 50 | 0 | 100 | 0 | 22 | 0.0105 | 22 | 0.0105 | 0
Sunday | 2:00 | 0 | 0 | 0 | 0.3 | 0 | 50 | 0 | 100 | 0 | 22 | 0.0105 | 22 | 0.0105 | 0
Sunday | 3:00 | 0 | 0 | 0 | 0.3 | 0 | 50 | 0 | 100 | 0 | 22 | 0.0105 | 22 | 0.0105 | 0
Sunday | 4:00 | 0 | 0 | 0 | 0.3 | 0 | 50 | 0 | 100 | 0 | 22 | 0.0105 | 22 | 0.0105 | 0
Sunday | 5:00 | 0 | 0 | 0 | 0.3 | 0 | 50 | 0 | 100 | 0 | 22 | 0.0105 | 22 | 0.0105 | 0
Sunday | 6:00 | 0 | 0 | 0 | 0.3 | 0 | 50 | 0 | 100 | 0 | 22 | 0.0105 | 22 | 0.0105 | 0
Sunday | 7:00 | 0 | 0 | 0 | 0.3 | 0 | 50 | 0 | 100 | 0 | 22 | 0.0105 | 22 | 0.0105 | 0
Sunday | 8:00 | 0 | 0 | 0 | 0.3 | 0 | 50 | 0 | 100 | 0 | 22 | 0.0105 | 22 | 0.0105 | 0
Sunday | 9:00 | 0 | 0 | 0 | 0.3 | 0 | 50 | 0 | 100 | 0 | 22 | 0.0105 | 22 | 0.0105 | 0
Sunday | 10:00 | 0 | 0 | 0 | 0.3 | 0 | 50 | 0 | 100 | 0 | 22 | 0.0105 | 22 | 0.0105 | 0
Sunday | 11:00 | 0 | 0 | 0 | 0.3 | 0 | 50 | 0 | 100 | 0 | 22 | 0.0105 | 22 | 0.0105 | 0
Sunday | 12:00 | 0 | 0 | 0 | 0.3 | 0 | 50 | 0 | 100 | 0 | 22 | 0.0105 | 22 | 0.0105 | 0
Sunday | 13:00 | 0 | 0 | 0 | 0.3 | 0 | 50 | 0 | 100 | 0 | 22 | 0.0105 | 22 | 0.0105 | 0
Sunday | 14:00 | 0 | 0 | 0 | 0.3 | 0 | 50 | 0 | 100 | 0 | 22 | 0.0105 | 22 | 0.0105 | 0
Sunday | 15:00 | 0 | 0 | 0 | 0.3 | 0 | 50 | 0 | 100 | 0 | 22 | 0.0105 | 22 | 0.0105 | 0
Sunday | 16:00 | 0 | 0 | 0 | 0.3 | 0 | 50 | 0 | 100 | 0 | 22 | 0.0105 | 22 | 0.0105 | 0
Sunday | 17:00 | 0 | 0 | 0 | 0.3 | 0 | 50 | 0 | 100 | 0 | 22 | 0.0105 | 22 | 0.0105 | 0
Sunday | 18:00 | 0 | 0 | 0 | 0.3 | 0 | 50 | 0 | 100 | 0 | 22 | 0.0105 | 22 | 0.0105 | 0
Sunday | 19:00 | 0 | 0 | 0 | 0.3 | 0 | 50 | 0 | 100 | 0 | 22 | 0.0105 | 22 | 0.0105 | 0
Sunday | 20:00 | 0 | 0 | 0 | 0.3 | 0 | 50 | 0 | 100 | 0 | 22 | 0.0105 | 22 | 0.0105 | 0
Sunday | 21:00 | 0 | 0 | 0 | 0.3 | 0 | 50 | 0 | 100 | 0 | 22 | 0.0105 | 22 | 0.0105 | 0
Sunday | 22:00 | 0 | 0 | 0 | 0.3 | 0 | 50 | 0 | 100 | 0 | 22 | 0.0105 | 22 | 0.0105 | 0
Sunday | 23:00 | 0 | 0 | 0 | 0.3 | 0 | 50 | 0 | 100 | 0 | 22 | 0.0105 | 22 | 0.0105 | 0
Sunday | 0:00 | 0 | 0 | 0 | 0.3 | 0 | 50 | 0 | 100 | 0 | 22 | 0.0105 | 22 | 0.0105 | 0

## Ed-6
| Schedule | Occupancy (Total) | Appliances | Lighting | Infiltration FlowRate | HeatSP | CoolSP | HumSP | DehumSP | Ventilation FlowRate | Ventilation Supply Temperature heating mode | Ventilation Supply specific humidity heating mode | Ventilation Supply Temperature cooling mode | Ventilation Supply specific humidity cooling mode | Domestic Hot Water FlowRate
| Unit | [W/m²] | [W/m²] | [W/m²] | [Vol/h] | [°C] | [°C] | [%] | [%] | [m³/(s m²)] | [°C] | [kg_v/kg_da] | [°C] | [kg_v/kg_da] | [L/(m2 h)]
Weekday | 1:00 | 0 | 0 | 0 | 0.3 | 0 | 50 | 0 | 100 | 0 | 22 | 0.0105 | 22 | 0.0105 | 0
Weekday | 2:00 | 0 | 0 | 0 | 0.3 | 0 | 50 | 0 | 100 | 0 | 22 | 0.0105 | 22 | 0.0105 | 0
Weekday | 3:00 | 0 | 0 | 0 | 0.3 | 0 | 50 | 0 | 100 | 0 | 22 | 0.0105 | 22 | 0.0105 | 0
Weekday | 4:00 | 0 | 0 | 0 | 0.3 | 0 | 50 | 0 | 100 | 0 | 22 | 0.0105 | 22 | 0.0105 | 0
Weekday | 5:00 | 0 | 0 | 0 | 0.3 | 0 | 50 | 0 | 100 | 0 | 22 | 0.0105 | 22 | 0.0105 | 0
Weekday | 6:00 | 0 | 0 | 0 | 0.3 | 0 | 50 | 0 | 100 | 0 | 22 | 0.0105 | 22 | 0.0105 | 0
Weekday | 7:00 | 0 | 0 | 0 | 0.3 | 0 | 50 | 0 | 100 | 0 | 22 | 0.0105 | 22 | 0.0105 | 0
Weekday | 8:00 | 0 | 0 | 0 | 0.3 | 0 | 50 | 0 | 100 | 0 | 22 | 0.0105 | 22 | 0.0105 | 0
Weekday | 9:00 | 0 | 0 | 0 | 0.3 | 22 | 26 | 40 | 50 | 0.0034722 | 22 | 0.0105 | 22 | 0.0105 | 2
Weekday | 10:00 | 0 | 0 | 0 | 0.3 | 22 | 26 | 40 | 50 | 0.0034722 | 22 | 0.0105 | 22 | 0.0105 | 2
Weekday | 11:00 | 0 | 0 | 0 | 0.3 | 22 | 26 | 40 | 50 | 0.0034722 | 22 | 0.0105 | 22 | 0.0105 | 2
Weekday | 12:00 | 0 | 0 | 0 | 0.3 | 22 | 26 | 40 | 50 | 0.0034722 | 22 | 0.0105 | 22 | 0.0105 | 2
Weekday | 13:00 | 0 | 0 | 0 | 0.3 | 22 | 26 | 40 | 50 | 0.0034722 | 22 | 0.0105 | 22 | 0.0105 | 2
Weekday | 14:00 | 0 | 0 | 0 | 0.3 | 22 | 26 | 40 | 50 | 0.0034722 | 22 | 0.0105 | 22 | 0.0105 | 2
Weekday | 15:00 | 0 | 0 | 0 | 0.3 | 22 | 26 | 40 | 50 | 0.0034722 | 22 | 0.0105 | 22 | 0.0105 | 2
Weekday | 16:00 | 0 | 0 | 0 | 0.3 | 22 | 26 | 40 | 50 | 0.0034722 | 22 | 0.0105 | 22 | 0.0105 | 2
Weekday | 17:00 | 0 | 0 | 0 | 0.3 | 22 | 26 | 40 | 50 | 0.0034722 | 22 | 0.0105 | 22 | 0.0105 | 2
Weekday | 18:00 | 0 | 0 | 0 | 0.3 | 22 | 26 | 40 | 50 | 0.0034722 | 22 | 0.0105 | 22 | 0.0105 | 2
Weekday | 19:00 | 0 | 0 | 0 | 0.3 | 22 | 26 | 40 | 50 | 0.0034722 | 22 | 0.0105 | 22 | 0.0105 | 2
Weekday | 20:00 | 0 | 0 | 0 | 0.3 | 22 | 26 | 40 | 50 | 0.0034722 | 22 | 0.0105 | 22 | 0.0105 | 2
Weekday | 21:00 | 0 | 0 | 0 | 0.3 | 0 | 50 | 0 | 100 | 0 | 22 | 0.0105 | 22 | 0.0105 | 0
Weekday | 22:00 | 0 | 0 | 0 | 0.3 | 0 | 50 | 0 | 100 | 0 | 22 | 0.0105 | 22 | 0.0105 | 0
Weekday | 23:00 | 0 | 0 | 0 | 0.3 | 0 | 50 | 0 | 100 | 0 | 22 | 0.0105 | 22 | 0.0105 | 0
Weekday | 0:00 | 0 | 0 | 0 | 0.3 | 0 | 50 | 0 | 100 | 0 | 22 | 0.0105 | 22 | 0.0105 | 0
Saturday | 1:00 | 0 | 0 | 0 | 0.3 | 0 | 50 | 0 | 100 | 0 | 22 | 0.0105 | 22 | 0.0105 | 0
Saturday | 2:00 | 0 | 0 | 0 | 0.3 | 0 | 50 | 0 | 100 | 0 | 22 | 0.0105 | 22 | 0.0105 | 0
Saturday | 3:00 | 0 | 0 | 0 | 0.3 | 0 | 50 | 0 | 100 | 0 | 22 | 0.0105 | 22 | 0.0105 | 0
Saturday | 4:00 | 0 | 0 | 0 | 0.3 | 0 | 50 | 0 | 100 | 0 | 22 | 0.0105 | 22 | 0.0105 | 0
Saturday | 5:00 | 0 | 0 | 0 | 0.3 | 0 | 50 | 0 | 100 | 0 | 22 | 0.0105 | 22 | 0.0105 | 0
Saturday | 6:00 | 0 | 0 | 0 | 0.3 | 0 | 50 | 0 | 100 | 0 | 22 | 0.0105 | 22 | 0.0105 | 0
Saturday | 7:00 | 0 | 0 | 0 | 0.3 | 0 | 50 | 0 | 100 | 0 | 22 | 0.0105 | 22 | 0.0105 | 0
Saturday | 8:00 | 0 | 0 | 0 | 0.3 | 0 | 50 | 0 | 100 | 0 | 22 | 0.0105 | 22 | 0.0105 | 0
Saturday | 9:00 | 0 | 0 | 0 | 0.3 | 22 | 26 | 40 | 50 | 0.0034722 | 22 | 0.0105 | 22 | 0.0105 | 2
Saturday | 10:00 | 0 | 0 | 0 | 0.3 | 22 | 26 | 40 | 50 | 0.0034722 | 22 | 0.0105 | 22 | 0.0105 | 2
Saturday | 11:00 | 0 | 0 | 0 | 0.3 | 22 | 26 | 40 | 50 | 0.0034722 | 22 | 0.0105 | 22 | 0.0105 | 2
Saturday | 12:00 | 0 | 0 | 0 | 0.3 | 22 | 26 | 40 | 50 | 0.0034722 | 22 | 0.0105 | 22 | 0.0105 | 2
Saturday | 13:00 | 0 | 0 | 0 | 0.3 | 22 | 26 | 40 | 50 | 0.0034722 | 22 | 0.0105 | 22 | 0.0105 | 2
Saturday | 14:00 | 0 | 0 | 0 | 0.3 | 22 | 26 | 40 | 50 | 0.0034722 | 22 | 0.0105 | 22 | 0.0105 | 2
Saturday | 15:00 | 0 | 0 | 0 | 0.3 | 22 | 26 | 40 | 50 | 0.0034722 | 22 | 0.0105 | 22 | 0.0105 | 2
Saturday | 16:00 | 0 | 0 | 0 | 0.3 | 22 | 26 | 40 | 50 | 0.0034722 | 22 | 0.0105 | 22 | 0.0105 | 2
Saturday | 17:00 | 0 | 0 | 0 | 0.3 | 22 | 26 | 40 | 50 | 0.0034722 | 22 | 0.0105 | 22 | 0.0105 | 2
Saturday | 18:00 | 0 | 0 | 0 | 0.3 | 22 | 26 | 40 | 50 | 0.0034722 | 22 | 0.0105 | 22 | 0.0105 | 2
Saturday | 19:00 | 0 | 0 | 0 | 0.3 | 22 | 26 | 40 | 50 | 0.0034722 | 22 | 0.0105 | 22 | 0.0105 | 2
Saturday | 20:00 | 0 | 0 | 0 | 0.3 | 22 | 26 | 40 | 50 | 0.0034722 | 22 | 0.0105 | 22 | 0.0105 | 2
Saturday | 21:00 | 0 | 0 | 0 | 0.3 | 0 | 50 | 0 | 100 | 0 | 22 | 0.0105 | 22 | 0.0105 | 0
Saturday | 22:00 | 0 | 0 | 0 | 0.3 | 0 | 50 | 0 | 100 | 0 | 22 | 0.0105 | 22 | 0.0105 | 0
Saturday | 23:00 | 0 | 0 | 0 | 0.3 | 0 | 50 | 0 | 100 | 0 | 22 | 0.0105 | 22 | 0.0105 | 0
Saturday | 0:00 | 0 | 0 | 0 | 0.3 | 0 | 50 | 0 | 100 | 0 | 22 | 0.0105 | 22 | 0.0105 | 0
Sunday | 1:00 | 0 | 0 | 0 | 0.3 | 0 | 50 | 0 | 100 | 0 | 22 | 0.0105 | 22 | 0.0105 | 0
Sunday | 2:00 | 0 | 0 | 0 | 0.3 | 0 | 50 | 0 | 100 | 0 | 22 | 0.0105 | 22 | 0.0105 | 0
Sunday | 3:00 | 0 | 0 | 0 | 0.3 | 0 | 50 | 0 | 100 | 0 | 22 | 0.0105 | 22 | 0.0105 | 0
Sunday | 4:00 | 0 | 0 | 0 | 0.3 | 0 | 50 | 0 | 100 | 0 | 22 | 0.0105 | 22 | 0.0105 | 0
Sunday | 5:00 | 0 | 0 | 0 | 0.3 | 0 | 50 | 0 | 100 | 0 | 22 | 0.0105 | 22 | 0.0105 | 0
Sunday | 6:00 | 0 | 0 | 0 | 0.3 | 0 | 50 | 0 | 100 | 0 | 22 | 0.0105 | 22 | 0.0105 | 0
Sunday | 7:00 | 0 | 0 | 0 | 0.3 | 0 | 50 | 0 | 100 | 0 | 22 | 0.0105 | 22 | 0.0105 | 0
Sunday | 8:00 | 0 | 0 | 0 | 0.3 | 0 | 50 | 0 | 100 | 0 | 22 | 0.0105 | 22 | 0.0105 | 0
Sunday | 9:00 | 0 | 0 | 0 | 0.3 | 0 | 50 | 0 | 100 | 0 | 22 | 0.0105 | 22 | 0.0105 | 0
Sunday | 10:00 | 0 | 0 | 0 | 0.3 | 0 | 50 | 0 | 100 | 0 | 22 | 0.0105 | 22 | 0.0105 | 0
Sunday | 11:00 | 0 | 0 | 0 | 0.3 | 0 | 50 | 0 | 100 | 0 | 22 | 0.0105 | 22 | 0.0105 | 0
Sunday | 12:00 | 0 | 0 | 0 | 0.3 | 0 | 50 | 0 | 100 | 0 | 22 | 0.0105 | 22 | 0.0105 | 0
Sunday | 13:00 | 0 | 0 | 0 | 0.3 | 0 | 50 | 0 | 100 | 0 | 22 | 0.0105 | 22 | 0.0105 | 0
Sunday | 14:00 | 0 | 0 | 0 | 0.3 | 0 | 50 | 0 | 100 | 0 | 22 | 0.0105 | 22 | 0.0105 | 0
Sunday | 15:00 | 0 | 0 | 0 | 0.3 | 0 | 50 | 0 | 100 | 0 | 22 | 0.0105 | 22 | 0.0105 | 0
Sunday | 16:00 | 0 | 0 | 0 | 0.3 | 0 | 50 | 0 | 100 | 0 | 22 | 0.0105 | 22 | 0.0105 | 0
Sunday | 17:00 | 0 | 0 | 0 | 0.3 | 0 | 50 | 0 | 100 | 0 | 22 | 0.0105 | 22 | 0.0105 | 0
Sunday | 18:00 | 0 | 0 | 0 | 0.3 | 0 | 50 | 0 | 100 | 0 | 22 | 0.0105 | 22 | 0.0105 | 0
Sunday | 19:00 | 0 | 0 | 0 | 0.3 | 0 | 50 | 0 | 100 | 0 | 22 | 0.0105 | 22 | 0.0105 | 0
Sunday | 20:00 | 0 | 0 | 0 | 0.3 | 0 | 50 | 0 | 100 | 0 | 22 | 0.0105 | 22 | 0.0105 | 0
Sunday | 21:00 | 0 | 0 | 0 | 0.3 | 0 | 50 | 0 | 100 | 0 | 22 | 0.0105 | 22 | 0.0105 | 0
Sunday | 22:00 | 0 | 0 | 0 | 0.3 | 0 | 50 | 0 | 100 | 0 | 22 | 0.0105 | 22 | 0.0105 | 0
Sunday | 23:00 | 0 | 0 | 0 | 0.3 | 0 | 50 | 0 | 100 | 0 | 22 | 0.0105 | 22 | 0.0105 | 0
Sunday | 0:00 | 0 | 0 | 0 | 0.3 | 0 | 50 | 0 | 100 | 0 | 22 | 0.0105 | 22 | 0.0105 | 0

## Ed-7
| Schedule | Occupancy (Total) | Appliances | Lighting | Infiltration FlowRate | HeatSP | CoolSP | HumSP | DehumSP | Ventilation FlowRate | Ventilation Supply Temperature heating mode | Ventilation Supply specific humidity heating mode | Ventilation Supply Temperature cooling mode | Ventilation Supply specific humidity cooling mode | Domestic Hot Water FlowRate
| Unit | [W/m²] | [W/m²] | [W/m²] | [Vol/h] | [°C] | [°C] | [%] | [%] | [m³/(s m²)] | [°C] | [kg_v/kg_da] | [°C] | [kg_v/kg_da] | [L/(m2 h)]
Weekday | 1:00 | 0 | 0 | 0 | 0.3 | 0 | 50 | 0 | 100 | 0 | 22 | 0.0105 | 22 | 0.0105 | 0
Weekday | 2:00 | 0 | 0 | 0 | 0.3 | 0 | 50 | 0 | 100 | 0 | 22 | 0.0105 | 22 | 0.0105 | 0
Weekday | 3:00 | 0 | 0 | 0 | 0.3 | 0 | 50 | 0 | 100 | 0 | 22 | 0.0105 | 22 | 0.0105 | 0
Weekday | 4:00 | 0 | 0 | 0 | 0.3 | 0 | 50 | 0 | 100 | 0 | 22 | 0.0105 | 22 | 0.0105 | 0
Weekday | 5:00 | 0 | 0 | 0 | 0.3 | 0 | 50 | 0 | 100 | 0 | 22 | 0.0105 | 22 | 0.0105 | 0
Weekday | 6:00 | 0 | 0 | 0 | 0.3 | 0 | 50 | 0 | 100 | 0 | 22 | 0.0105 | 22 | 0.0105 | 0
Weekday | 7:00 | 0 | 0 | 0 | 0.3 | 0 | 50 | 0 | 100 | 0 | 22 | 0.0105 | 22 | 0.0105 | 0
Weekday | 8:00 | 0 | 0 | 0 | 0.3 | 0 | 50 | 0 | 100 | 0 | 22 | 0.0105 | 22 | 0.0105 | 0
Weekday | 9:00 | 0 | 0 | 0 | 0.3 | 22 | 26 | 40 | 50 | 0.0013889 | 22 | 0.0105 | 22 | 0.0105 | 0.076
Weekday | 10:00 | 0 | 0 | 0 | 0.3 | 22 | 26 | 40 | 50 | 0.0013889 | 22 | 0.0105 | 22 | 0.0105 | 0.076
Weekday | 11:00 | 0 | 0 | 0 | 0.3 | 22 | 26 | 40 | 50 | 0.0013889 | 22 | 0.0105 | 22 | 0.0105 | 0.076
Weekday | 12:00 | 0 | 0 | 0 | 0.3 | 22 | 26 | 40 | 50 | 0.0013889 | 22 | 0.0105 | 22 | 0.0105 | 0.076
Weekday | 13:00 | 0 | 0 | 0 | 0.3 | 22 | 26 | 40 | 50 | 0.0013889 | 22 | 0.0105 | 22 | 0.0105 | 0.076
Weekday | 14:00 | 0 | 0 | 0 | 0.3 | 22 | 26 | 40 | 50 | 0.0013889 | 22 | 0.0105 | 22 | 0.0105 | 0.076
Weekday | 15:00 | 0 | 0 | 0 | 0.3 | 22 | 26 | 40 | 50 | 0.0013889 | 22 | 0.0105 | 22 | 0.0105 | 0.076
Weekday | 16:00 | 0 | 0 | 0 | 0.3 | 22 | 26 | 40 | 50 | 0.0013889 | 22 | 0.0105 | 22 | 0.0105 | 0.076
Weekday | 17:00 | 0 | 0 | 0 | 0.3 | 22 | 26 | 40 | 50 | 0.0013889 | 22 | 0.0105 | 22 | 0.0105 | 0.076
Weekday | 18:00 | 0 | 0 | 0 | 0.3 | 22 | 26 | 40 | 50 | 0.0013889 | 22 | 0.0105 | 22 | 0.0105 | 0.076
Weekday | 19:00 | 0 | 0 | 0 | 0.3 | 0 | 50 | 0 | 100 | 0 | 22 | 0.0105 | 22 | 0.0105 | 0
Weekday | 20:00 | 0 | 0 | 0 | 0.3 | 0 | 50 | 0 | 100 | 0 | 22 | 0.0105 | 22 | 0.0105 | 0
Weekday | 21:00 | 0 | 0 | 0 | 0.3 | 0 | 50 | 0 | 100 | 0 | 22 | 0.0105 | 22 | 0.0105 | 0
Weekday | 22:00 | 0 | 0 | 0 | 0.3 | 0 | 50 | 0 | 100 | 0 | 22 | 0.0105 | 22 | 0.0105 | 0
Weekday | 23:00 | 0 | 0 | 0 | 0.3 | 0 | 50 | 0 | 100 | 0 | 22 | 0.0105 | 22 | 0.0105 | 0
Weekday | 0:00 | 0 | 0 | 0 | 0.3 | 0 | 50 | 0 | 100 | 0 | 22 | 0.0105 | 22 | 0.0105 | 0
Saturday | 1:00 | 0 | 0 | 0 | 0.3 | 0 | 50 | 0 | 100 | 0 | 22 | 0.0105 | 22 | 0.0105 | 0
Saturday | 2:00 | 0 | 0 | 0 | 0.3 | 0 | 50 | 0 | 100 | 0 | 22 | 0.0105 | 22 | 0.0105 | 0
Saturday | 3:00 | 0 | 0 | 0 | 0.3 | 0 | 50 | 0 | 100 | 0 | 22 | 0.0105 | 22 | 0.0105 | 0
Saturday | 4:00 | 0 | 0 | 0 | 0.3 | 0 | 50 | 0 | 100 | 0 | 22 | 0.0105 | 22 | 0.0105 | 0
Saturday | 5:00 | 0 | 0 | 0 | 0.3 | 0 | 50 | 0 | 100 | 0 | 22 | 0.0105 | 22 | 0.0105 | 0
Saturday | 6:00 | 0 | 0 | 0 | 0.3 | 0 | 50 | 0 | 100 | 0 | 22 | 0.0105 | 22 | 0.0105 | 0
Saturday | 7:00 | 0 | 0 | 0 | 0.3 | 0 | 50 | 0 | 100 | 0 | 22 | 0.0105 | 22 | 0.0105 | 0
Saturday | 8:00 | 0 | 0 | 0 | 0.3 | 0 | 50 | 0 | 100 | 0 | 22 | 0.0105 | 22 | 0.0105 | 0
Saturday | 9:00 | 0 | 0 | 0 | 0.3 | 0 | 50 | 0 | 100 | 0 | 22 | 0.0105 | 22 | 0.0105 | 0
Saturday | 10:00 | 0 | 0 | 0 | 0.3 | 0 | 50 | 0 | 100 | 0 | 22 | 0.0105 | 22 | 0.0105 | 0
Saturday | 11:00 | 0 | 0 | 0 | 0.3 | 0 | 50 | 0 | 100 | 0 | 22 | 0.0105 | 22 | 0.0105 | 0
Saturday | 12:00 | 0 | 0 | 0 | 0.3 | 0 | 50 | 0 | 100 | 0 | 22 | 0.0105 | 22 | 0.0105 | 0
Saturday | 13:00 | 0 | 0 | 0 | 0.3 | 0 | 50 | 0 | 100 | 0 | 22 | 0.0105 | 22 | 0.0105 | 0
Saturday | 14:00 | 0 | 0 | 0 | 0.3 | 0 | 50 | 0 | 100 | 0 | 22 | 0.0105 | 22 | 0.0105 | 0
Saturday | 15:00 | 0 | 0 | 0 | 0.3 | 0 | 50 | 0 | 100 | 0 | 22 | 0.0105 | 22 | 0.0105 | 0
Saturday | 16:00 | 0 | 0 | 0 | 0.3 | 0 | 50 | 0 | 100 | 0 | 22 | 0.0105 | 22 | 0.0105 | 0
Saturday | 17:00 | 0 | 0 | 0 | 0.3 | 0 | 50 | 0 | 100 | 0 | 22 | 0.0105 | 22 | 0.0105 | 0
Saturday | 18:00 | 0 | 0 | 0 | 0.3 | 0 | 50 | 0 | 100 | 0 | 22 | 0.0105 | 22 | 0.0105 | 0
Saturday | 19:00 | 0 | 0 | 0 | 0.3 | 0 | 50 | 0 | 100 | 0 | 22 | 0.0105 | 22 | 0.0105 | 0
Saturday | 20:00 | 0 | 0 | 0 | 0.3 | 0 | 50 | 0 | 100 | 0 | 22 | 0.0105 | 22 | 0.0105 | 0
Saturday | 21:00 | 0 | 0 | 0 | 0.3 | 0 | 50 | 0 | 100 | 0 | 22 | 0.0105 | 22 | 0.0105 | 0
Saturday | 22:00 | 0 | 0 | 0 | 0.3 | 0 | 50 | 0 | 100 | 0 | 22 | 0.0105 | 22 | 0.0105 | 0
Saturday | 23:00 | 0 | 0 | 0 | 0.3 | 0 | 50 | 0 | 100 | 0 | 22 | 0.0105 | 22 | 0.0105 | 0
Saturday | 0:00 | 0 | 0 | 0 | 0.3 | 0 | 50 | 0 | 100 | 0 | 22 | 0.0105 | 22 | 0.0105 | 0
Sunday | 1:00 | 0 | 0 | 0 | 0.3 | 0 | 50 | 0 | 100 | 0 | 22 | 0.0105 | 22 | 0.0105 | 0
Sunday | 2:00 | 0 | 0 | 0 | 0.3 | 0 | 50 | 0 | 100 | 0 | 22 | 0.0105 | 22 | 0.0105 | 0
Sunday | 3:00 | 0 | 0 | 0 | 0.3 | 0 | 50 | 0 | 100 | 0 | 22 | 0.0105 | 22 | 0.0105 | 0
Sunday | 4:00 | 0 | 0 | 0 | 0.3 | 0 | 50 | 0 | 100 | 0 | 22 | 0.0105 | 22 | 0.0105 | 0
Sunday | 5:00 | 0 | 0 | 0 | 0.3 | 0 | 50 | 0 | 100 | 0 | 22 | 0.0105 | 22 | 0.0105 | 0
Sunday | 6:00 | 0 | 0 | 0 | 0.3 | 0 | 50 | 0 | 100 | 0 | 22 | 0.0105 | 22 | 0.0105 | 0
Sunday | 7:00 | 0 | 0 | 0 | 0.3 | 0 | 50 | 0 | 100 | 0 | 22 | 0.0105 | 22 | 0.0105 | 0
Sunday | 8:00 | 0 | 0 | 0 | 0.3 | 0 | 50 | 0 | 100 | 0 | 22 | 0.0105 | 22 | 0.0105 | 0
Sunday | 9:00 | 0 | 0 | 0 | 0.3 | 0 | 50 | 0 | 100 | 0 | 22 | 0.0105 | 22 | 0.0105 | 0
Sunday | 10:00 | 0 | 0 | 0 | 0.3 | 0 | 50 | 0 | 100 | 0 | 22 | 0.0105 | 22 | 0.0105 | 0
Sunday | 11:00 | 0 | 0 | 0 | 0.3 | 0 | 50 | 0 | 100 | 0 | 22 | 0.0105 | 22 | 0.0105 | 0
Sunday | 12:00 | 0 | 0 | 0 | 0.3 | 0 | 50 | 0 | 100 | 0 | 22 | 0.0105 | 22 | 0.0105 | 0
Sunday | 13:00 | 0 | 0 | 0 | 0.3 | 0 | 50 | 0 | 100 | 0 | 22 | 0.0105 | 22 | 0.0105 | 0
Sunday | 14:00 | 0 | 0 | 0 | 0.3 | 0 | 50 | 0 | 100 | 0 | 22 | 0.0105 | 22 | 0.0105 | 0
Sunday | 15:00 | 0 | 0 | 0 | 0.3 | 0 | 50 | 0 | 100 | 0 | 22 | 0.0105 | 22 | 0.0105 | 0
Sunday | 16:00 | 0 | 0 | 0 | 0.3 | 0 | 50 | 0 | 100 | 0 | 22 | 0.0105 | 22 | 0.0105 | 0
Sunday | 17:00 | 0 | 0 | 0 | 0.3 | 0 | 50 | 0 | 100 | 0 | 22 | 0.0105 | 22 | 0.0105 | 0
Sunday | 18:00 | 0 | 0 | 0 | 0.3 | 0 | 50 | 0 | 100 | 0 | 22 | 0.0105 | 22 | 0.0105 | 0
Sunday | 19:00 | 0 | 0 | 0 | 0.3 | 0 | 50 | 0 | 100 | 0 | 22 | 0.0105 | 22 | 0.0105 | 0
Sunday | 20:00 | 0 | 0 | 0 | 0.3 | 0 | 50 | 0 | 100 | 0 | 22 | 0.0105 | 22 | 0.0105 | 0
Sunday | 21:00 | 0 | 0 | 0 | 0.3 | 0 | 50 | 0 | 100 | 0 | 22 | 0.0105 | 22 | 0.0105 | 0
Sunday | 22:00 | 0 | 0 | 0 | 0.3 | 0 | 50 | 0 | 100 | 0 | 22 | 0.0105 | 22 | 0.0105 | 0
Sunday | 23:00 | 0 | 0 | 0 | 0.3 | 0 | 50 | 0 | 100 | 0 | 22 | 0.0105 | 22 | 0.0105 | 0
Sunday | 0:00 | 0 | 0 | 0 | 0.3 | 0 | 50 | 0 | 100 | 0 | 22 | 0.0105 | 22 | 0.0105 | 0

## Ed-8
| Schedule | Occupancy (Total) | Appliances | Lighting | Infiltration FlowRate | HeatSP | CoolSP | HumSP | DehumSP | Ventilation FlowRate | Ventilation Supply Temperature heating mode | Ventilation Supply specific humidity heating mode | Ventilation Supply Temperature cooling mode | Ventilation Supply specific humidity cooling mode | Domestic Hot Water FlowRate
| Unit | [W/m²] | [W/m²] | [W/m²] | [Vol/h] | [°C] | [°C] | [%] | [%] | [m³/(s m²)] | [°C] | [kg_v/kg_da] | [°C] | [kg_v/kg_da] | [L/(m2 h)]
Weekday | 1:00 | 0 | 0 | 0 | 0.3 | 0 | 50 | 0 | 100 | 0 | 22 | 0.0105 | 22 | 0.0105 | 0
Weekday | 2:00 | 0 | 0 | 0 | 0.3 | 0 | 50 | 0 | 100 | 0 | 22 | 0.0105 | 22 | 0.0105 | 0
Weekday | 3:00 | 0 | 0 | 0 | 0.3 | 0 | 50 | 0 | 100 | 0 | 22 | 0.0105 | 22 | 0.0105 | 0
Weekday | 4:00 | 0 | 0 | 0 | 0.3 | 0 | 50 | 0 | 100 | 0 | 22 | 0.0105 | 22 | 0.0105 | 0
Weekday | 5:00 | 0 | 0 | 0 | 0.3 | 0 | 50 | 0 | 100 | 0 | 22 | 0.0105 | 22 | 0.0105 | 0
Weekday | 6:00 | 0 | 0 | 0 | 0.3 | 0 | 50 | 0 | 100 | 0 | 22 | 0.0105 | 22 | 0.0105 | 0
Weekday | 7:00 | 0 | 0 | 0 | 0.3 | 0 | 50 | 0 | 100 | 0 | 22 | 0.0105 | 22 | 0.0105 | 0
Weekday | 8:00 | 0 | 0 | 0 | 0.3 | 0 | 50 | 0 | 100 | 0 | 22 | 0.0105 | 22 | 0.0105 | 0
Weekday | 9:00 | 0 | 0 | 0 | 0.3 | 0 | 50 | 0 | 100 | 0 | 22 | 0.0105 | 22 | 0.0105 | 0
Weekday | 10:00 | 0 | 0 | 0 | 0.3 | 22 | 26 | 40 | 50 | 0.0013889 | 22 | 0.0105 | 22 | 0.0105 | 0.063333
Weekday | 11:00 | 0 | 0 | 0 | 0.3 | 22 | 26 | 40 | 50 | 0.0013889 | 22 | 0.0105 | 22 | 0.0105 | 0.063333
Weekday | 12:00 | 0 | 0 | 0 | 0.3 | 22 | 26 | 40 | 50 | 0.0013889 | 22 | 0.0105 | 22 | 0.0105 | 0.063333
Weekday | 13:00 | 0 | 0 | 0 | 0.3 | 22 | 26 | 40 | 50 | 0.0013889 | 22 | 0.0105 | 22 | 0.0105 | 0.063333
Weekday | 14:00 | 0 | 0 | 0 | 0.3 | 22 | 26 | 40 | 50 | 0.0013889 | 22 | 0.0105 | 22 | 0.0105 | 0.063333
Weekday | 15:00 | 0 | 0 | 0 | 0.3 | 22 | 26 | 40 | 50 | 0.0013889 | 22 | 0.0105 | 22 | 0.0105 | 0.063333
Weekday | 16:00 | 0 | 0 | 0 | 0.3 | 22 | 26 | 40 | 50 | 0.0013889 | 22 | 0.0105 | 22 | 0.0105 | 0.063333
Weekday | 17:00 | 0 | 0 | 0 | 0.3 | 22 | 26 | 40 | 50 | 0.0013889 | 22 | 0.0105 | 22 | 0.0105 | 0.063333
Weekday | 18:00 | 0 | 0 | 0 | 0.3 | 22 | 26 | 40 | 50 | 0.0013889 | 22 | 0.0105 | 22 | 0.0105 | 0.063333
Weekday | 19:00 | 0 | 0 | 0 | 0.3 | 22 | 26 | 40 | 50 | 0.0013889 | 22 | 0.0105 | 22 | 0.0105 | 0.063333
Weekday | 20:00 | 0 | 0 | 0 | 0.3 | 22 | 26 | 40 | 50 | 0.0013889 | 22 | 0.0105 | 22 | 0.0105 | 0.063333
Weekday | 21:00 | 0 | 0 | 0 | 0.3 | 22 | 26 | 40 | 50 | 0.0013889 | 22 | 0.0105 | 22 | 0.0105 | 0.063333
Weekday | 22:00 | 0 | 0 | 0 | 0.3 | 0 | 50 | 0 | 100 | 0 | 22 | 0.0105 | 22 | 0.0105 | 0
Weekday | 23:00 | 0 | 0 | 0 | 0.3 | 0 | 50 | 0 | 100 | 0 | 22 | 0.0105 | 22 | 0.0105 | 0
Weekday | 0:00 | 0 | 0 | 0 | 0.3 | 0 | 50 | 0 | 100 | 0 | 22 | 0.0105 | 22 | 0.0105 | 0
Saturday | 1:00 | 0 | 0 | 0 | 0.3 | 0 | 50 | 0 | 100 | 0 | 22 | 0.0105 | 22 | 0.0105 | 0
Saturday | 2:00 | 0 | 0 | 0 | 0.3 | 0 | 50 | 0 | 100 | 0 | 22 | 0.0105 | 22 | 0.0105 | 0
Saturday | 3:00 | 0 | 0 | 0 | 0.3 | 0 | 50 | 0 | 100 | 0 | 22 | 0.0105 | 22 | 0.0105 | 0
Saturday | 4:00 | 0 | 0 | 0 | 0.3 | 0 | 50 | 0 | 100 | 0 | 22 | 0.0105 | 22 | 0.0105 | 0
Saturday | 5:00 | 0 | 0 | 0 | 0.3 | 0 | 50 | 0 | 100 | 0 | 22 | 0.0105 | 22 | 0.0105 | 0
Saturday | 6:00 | 0 | 0 | 0 | 0.3 | 0 | 50 | 0 | 100 | 0 | 22 | 0.0105 | 22 | 0.0105 | 0
Saturday | 7:00 | 0 | 0 | 0 | 0.3 | 0 | 50 | 0 | 100 | 0 | 22 | 0.0105 | 22 | 0.0105 | 0
Saturday | 8:00 | 0 | 0 | 0 | 0.3 | 0 | 50 | 0 | 100 | 0 | 22 | 0.0105 | 22 | 0.0105 | 0
Saturday | 9:00 | 0 | 0 | 0 | 0.3 | 0 | 50 | 0 | 100 | 0 | 22 | 0.0105 | 22 | 0.0105 | 0
Saturday | 10:00 | 0 | 0 | 0 | 0.3 | 22 | 26 | 40 | 50 | 0.0013889 | 22 | 0.0105 | 22 | 0.0105 | 0.063333
Saturday | 11:00 | 0 | 0 | 0 | 0.3 | 22 | 26 | 40 | 50 | 0.0013889 | 22 | 0.0105 | 22 | 0.0105 | 0.063333
Saturday | 12:00 | 0 | 0 | 0 | 0.3 | 22 | 26 | 40 | 50 | 0.0013889 | 22 | 0.0105 | 22 | 0.0105 | 0.063333
Saturday | 13:00 | 0 | 0 | 0 | 0.3 | 22 | 26 | 40 | 50 | 0.0013889 | 22 | 0.0105 | 22 | 0.0105 | 0.063333
Saturday | 14:00 | 0 | 0 | 0 | 0.3 | 22 | 26 | 40 | 50 | 0.0013889 | 22 | 0.0105 | 22 | 0.0105 | 0.063333
Saturday | 15:00 | 0 | 0 | 0 | 0.3 | 22 | 26 | 40 | 50 | 0.0013889 | 22 | 0.0105 | 22 | 0.0105 | 0.063333
Saturday | 16:00 | 0 | 0 | 0 | 0.3 | 22 | 26 | 40 | 50 | 0.0013889 | 22 | 0.0105 | 22 | 0.0105 | 0.063333
Saturday | 17:00 | 0 | 0 | 0 | 0.3 | 22 | 26 | 40 | 50 | 0.0013889 | 22 | 0.0105 | 22 | 0.0105 | 0.063333
Saturday | 18:00 | 0 | 0 | 0 | 0.3 | 22 | 26 | 40 | 50 | 0.0013889 | 22 | 0.0105 | 22 | 0.0105 | 0.063333
Saturday | 19:00 | 0 | 0 | 0 | 0.3 | 22 | 26 | 40 | 50 | 0.0013889 | 22 | 0.0105 | 22 | 0.0105 | 0.063333
Saturday | 20:00 | 0 | 0 | 0 | 0.3 | 22 | 26 | 40 | 50 | 0.0013889 | 22 | 0.0105 | 22 | 0.0105 | 0.063333
Saturday | 21:00 | 0 | 0 | 0 | 0.3 | 22 | 26 | 40 | 50 | 0.0013889 | 22 | 0.0105 | 22 | 0.0105 | 0.063333
Saturday | 22:00 | 0 | 0 | 0 | 0.3 | 0 | 50 | 0 | 100 | 0 | 22 | 0.0105 | 22 | 0.0105 | 0
Saturday | 23:00 | 0 | 0 | 0 | 0.3 | 0 | 50 | 0 | 100 | 0 | 22 | 0.0105 | 22 | 0.0105 | 0
Saturday | 0:00 | 0 | 0 | 0 | 0.3 | 0 | 50 | 0 | 100 | 0 | 22 | 0.0105 | 22 | 0.0105 | 0
Sunday | 1:00 | 0 | 0 | 0 | 0.3 | 0 | 50 | 0 | 100 | 0 | 22 | 0.0105 | 22 | 0.0105 | 0
Sunday | 2:00 | 0 | 0 | 0 | 0.3 | 0 | 50 | 0 | 100 | 0 | 22 | 0.0105 | 22 | 0.0105 | 0
Sunday | 3:00 | 0 | 0 | 0 | 0.3 | 0 | 50 | 0 | 100 | 0 | 22 | 0.0105 | 22 | 0.0105 | 0
Sunday | 4:00 | 0 | 0 | 0 | 0.3 | 0 | 50 | 0 | 100 | 0 | 22 | 0.0105 | 22 | 0.0105 | 0
Sunday | 5:00 | 0 | 0 | 0 | 0.3 | 0 | 50 | 0 | 100 | 0 | 22 | 0.0105 | 22 | 0.0105 | 0
Sunday | 6:00 | 0 | 0 | 0 | 0.3 | 0 | 50 | 0 | 100 | 0 | 22 | 0.0105 | 22 | 0.0105 | 0
Sunday | 7:00 | 0 | 0 | 0 | 0.3 | 0 | 50 | 0 | 100 | 0 | 22 | 0.0105 | 22 | 0.0105 | 0
Sunday | 8:00 | 0 | 0 | 0 | 0.3 | 0 | 50 | 0 | 100 | 0 | 22 | 0.0105 | 22 | 0.0105 | 0
Sunday | 9:00 | 0 | 0 | 0 | 0.3 | 0 | 50 | 0 | 100 | 0 | 22 | 0.0105 | 22 | 0.0105 | 0
Sunday | 10:00 | 0 | 0 | 0 | 0.3 | 0 | 50 | 0 | 100 | 0 | 22 | 0.0105 | 22 | 0.0105 | 0
Sunday | 11:00 | 0 | 0 | 0 | 0.3 | 0 | 50 | 0 | 100 | 0 | 22 | 0.0105 | 22 | 0.0105 | 0
Sunday | 12:00 | 0 | 0 | 0 | 0.3 | 0 | 50 | 0 | 100 | 0 | 22 | 0.0105 | 22 | 0.0105 | 0
Sunday | 13:00 | 0 | 0 | 0 | 0.3 | 0 | 50 | 0 | 100 | 0 | 22 | 0.0105 | 22 | 0.0105 | 0
Sunday | 14:00 | 0 | 0 | 0 | 0.3 | 0 | 50 | 0 | 100 | 0 | 22 | 0.0105 | 22 | 0.0105 | 0
Sunday | 15:00 | 0 | 0 | 0 | 0.3 | 0 | 50 | 0 | 100 | 0 | 22 | 0.0105 | 22 | 0.0105 | 0
Sunday | 16:00 | 0 | 0 | 0 | 0.3 | 0 | 50 | 0 | 100 | 0 | 22 | 0.0105 | 22 | 0.0105 | 0
Sunday | 17:00 | 0 | 0 | 0 | 0.3 | 0 | 50 | 0 | 100 | 0 | 22 | 0.0105 | 22 | 0.0105 | 0
Sunday | 18:00 | 0 | 0 | 0 | 0.3 | 0 | 50 | 0 | 100 | 0 | 22 | 0.0105 | 22 | 0.0105 | 0
Sunday | 19:00 | 0 | 0 | 0 | 0.3 | 0 | 50 | 0 | 100 | 0 | 22 | 0.0105 | 22 | 0.0105 | 0
Sunday | 20:00 | 0 | 0 | 0 | 0.3 | 0 | 50 | 0 | 100 | 0 | 22 | 0.0105 | 22 | 0.0105 | 0
Sunday | 21:00 | 0 | 0 | 0 | 0.3 | 0 | 50 | 0 | 100 | 0 | 22 | 0.0105 | 22 | 0.0105 | 0
Sunday | 22:00 | 0 | 0 | 0 | 0.3 | 0 | 50 | 0 | 100 | 0 | 22 | 0.0105 | 22 | 0.0105 | 0
Sunday | 23:00 | 0 | 0 | 0 | 0.3 | 0 | 50 | 0 | 100 | 0 | 22 | 0.0105 | 22 | 0.0105 | 0
Sunday | 0:00 | 0 | 0 | 0 | 0.3 | 0 | 50 | 0 | 100 | 0 | 22 | 0.0105 | 22 | 0.0105 | 0

## Ed-9
| Schedule | Occupancy (Total) | Appliances | Lighting | Infiltration FlowRate | HeatSP | CoolSP | HumSP | DehumSP | Ventilation FlowRate | Ventilation Supply Temperature heating mode | Ventilation Supply specific humidity heating mode | Ventilation Supply Temperature cooling mode | Ventilation Supply specific humidity cooling mode | Domestic Hot Water FlowRate
| Unit | [W/m²] | [W/m²] | [W/m²] | [Vol/h] | [°C] | [°C] | [%] | [%] | [m³/(s m²)] | [°C] | [kg_v/kg_da] | [°C] | [kg_v/kg_da] | [L/(m2 h)]
Weekday | 1:00 | 0 | 0 | 0 | 0.3 | 0 | 50 | 0 | 100 | 0 | 22 | 0.0105 | 22 | 0.0105 | 0
Weekday | 2:00 | 0 | 0 | 0 | 0.3 | 0 | 50 | 0 | 100 | 0 | 22 | 0.0105 | 22 | 0.0105 | 0
Weekday | 3:00 | 0 | 0 | 0 | 0.3 | 0 | 50 | 0 | 100 | 0 | 22 | 0.0105 | 22 | 0.0105 | 0
Weekday | 4:00 | 0 | 0 | 0 | 0.3 | 0 | 50 | 0 | 100 | 0 | 22 | 0.0105 | 22 | 0.0105 | 0
Weekday | 5:00 | 0 | 0 | 0 | 0.3 | 0 | 50 | 0 | 100 | 0 | 22 | 0.0105 | 22 | 0.0105 | 0
Weekday | 6:00 | 0 | 0 | 0 | 0.3 | 0 | 50 | 0 | 100 | 0 | 22 | 0.0105 | 22 | 0.0105 | 0
Weekday | 7:00 | 0 | 0 | 0 | 0.3 | 0 | 50 | 0 | 100 | 0 | 22 | 0.0105 | 22 | 0.0105 | 0
Weekday | 8:00 | 0 | 0 | 0 | 0.3 | 0 | 50 | 0 | 100 | 0 | 22 | 0.0105 | 22 | 0.0105 | 0
Weekday | 9:00 | 0 | 0 | 0 | 0.3 | 22 | 26 | 40 | 50 | 0.0034722 | 22 | 0.0105 | 22 | 0.0105 | 0.2375
Weekday | 10:00 | 0 | 0 | 0 | 0.3 | 22 | 26 | 40 | 50 | 0.0034722 | 22 | 0.0105 | 22 | 0.0105 | 0.2375
Weekday | 11:00 | 0 | 0 | 0 | 0.3 | 22 | 26 | 40 | 50 | 0.0034722 | 22 | 0.0105 | 22 | 0.0105 | 0.2375
Weekday | 12:00 | 0 | 0 | 0 | 0.3 | 22 | 26 | 40 | 50 | 0.0034722 | 22 | 0.0105 | 22 | 0.0105 | 0.2375
Weekday | 13:00 | 0 | 0 | 0 | 0.3 | 22 | 26 | 40 | 50 | 0.0034722 | 22 | 0.0105 | 22 | 0.0105 | 0.2375
Weekday | 14:00 | 0 | 0 | 0 | 0.3 | 22 | 26 | 40 | 50 | 0.0034722 | 22 | 0.0105 | 22 | 0.0105 | 0.2375
Weekday | 15:00 | 0 | 0 | 0 | 0.3 | 22 | 26 | 40 | 50 | 0.0034722 | 22 | 0.0105 | 22 | 0.0105 | 0.2375
Weekday | 16:00 | 0 | 0 | 0 | 0.3 | 22 | 26 | 40 | 50 | 0.0034722 | 22 | 0.0105 | 22 | 0.0105 | 0.2375
Weekday | 17:00 | 0 | 0 | 0 | 0.3 | 0 | 50 | 0 | 100 | 0 | 22 | 0.0105 | 22 | 0.0105 | 0
Weekday | 18:00 | 0 | 0 | 0 | 0.3 | 0 | 50 | 0 | 100 | 0 | 22 | 0.0105 | 22 | 0.0105 | 0
Weekday | 19:00 | 0 | 0 | 0 | 0.3 | 0 | 50 | 0 | 100 | 0 | 22 | 0.0105 | 22 | 0.0105 | 0
Weekday | 20:00 | 0 | 0 | 0 | 0.3 | 0 | 50 | 0 | 100 | 0 | 22 | 0.0105 | 22 | 0.0105 | 0
Weekday | 21:00 | 0 | 0 | 0 | 0.3 | 0 | 50 | 0 | 100 | 0 | 22 | 0.0105 | 22 | 0.0105 | 0
Weekday | 22:00 | 0 | 0 | 0 | 0.3 | 0 | 50 | 0 | 100 | 0 | 22 | 0.0105 | 22 | 0.0105 | 0
Weekday | 23:00 | 0 | 0 | 0 | 0.3 | 0 | 50 | 0 | 100 | 0 | 22 | 0.0105 | 22 | 0.0105 | 0
Weekday | 0:00 | 0 | 0 | 0 | 0.3 | 0 | 50 | 0 | 100 | 0 | 22 | 0.0105 | 22 | 0.0105 | 0
Saturday | 1:00 | 0 | 0 | 0 | 0.3 | 0 | 50 | 0 | 100 | 0 | 22 | 0.0105 | 22 | 0.0105 | 0
Saturday | 2:00 | 0 | 0 | 0 | 0.3 | 0 | 50 | 0 | 100 | 0 | 22 | 0.0105 | 22 | 0.0105 | 0
Saturday | 3:00 | 0 | 0 | 0 | 0.3 | 0 | 50 | 0 | 100 | 0 | 22 | 0.0105 | 22 | 0.0105 | 0
Saturday | 4:00 | 0 | 0 | 0 | 0.3 | 0 | 50 | 0 | 100 | 0 | 22 | 0.0105 | 22 | 0.0105 | 0
Saturday | 5:00 | 0 | 0 | 0 | 0.3 | 0 | 50 | 0 | 100 | 0 | 22 | 0.0105 | 22 | 0.0105 | 0
Saturday | 6:00 | 0 | 0 | 0 | 0.3 | 0 | 50 | 0 | 100 | 0 | 22 | 0.0105 | 22 | 0.0105 | 0
Saturday | 7:00 | 0 | 0 | 0 | 0.3 | 0 | 50 | 0 | 100 | 0 | 22 | 0.0105 | 22 | 0.0105 | 0
Saturday | 8:00 | 0 | 0 | 0 | 0.3 | 0 | 50 | 0 | 100 | 0 | 22 | 0.0105 | 22 | 0.0105 | 0
Saturday | 9:00 | 0 | 0 | 0 | 0.3 | 0 | 50 | 0 | 100 | 0 | 22 | 0.0105 | 22 | 0.0105 | 0
Saturday | 10:00 | 0 | 0 | 0 | 0.3 | 0 | 50 | 0 | 100 | 0 | 22 | 0.0105 | 22 | 0.0105 | 0
Saturday | 11:00 | 0 | 0 | 0 | 0.3 | 0 | 50 | 0 | 100 | 0 | 22 | 0.0105 | 22 | 0.0105 | 0
Saturday | 12:00 | 0 | 0 | 0 | 0.3 | 0 | 50 | 0 | 100 | 0 | 22 | 0.0105 | 22 | 0.0105 | 0
Saturday | 13:00 | 0 | 0 | 0 | 0.3 | 0 | 50 | 0 | 100 | 0 | 22 | 0.0105 | 22 | 0.0105 | 0
Saturday | 14:00 | 0 | 0 | 0 | 0.3 | 0 | 50 | 0 | 100 | 0 | 22 | 0.0105 | 22 | 0.0105 | 0
Saturday | 15:00 | 0 | 0 | 0 | 0.3 | 0 | 50 | 0 | 100 | 0 | 22 | 0.0105 | 22 | 0.0105 | 0
Saturday | 16:00 | 0 | 0 | 0 | 0.3 | 0 | 50 | 0 | 100 | 0 | 22 | 0.0105 | 22 | 0.0105 | 0
Saturday | 17:00 | 0 | 0 | 0 | 0.3 | 0 | 50 | 0 | 100 | 0 | 22 | 0.0105 | 22 | 0.0105 | 0
Saturday | 18:00 | 0 | 0 | 0 | 0.3 | 0 | 50 | 0 | 100 | 0 | 22 | 0.0105 | 22 | 0.0105 | 0
Saturday | 19:00 | 0 | 0 | 0 | 0.3 | 0 | 50 | 0 | 100 | 0 | 22 | 0.0105 | 22 | 0.0105 | 0
Saturday | 20:00 | 0 | 0 | 0 | 0.3 | 0 | 50 | 0 | 100 | 0 | 22 | 0.0105 | 22 | 0.0105 | 0
Saturday | 21:00 | 0 | 0 | 0 | 0.3 | 0 | 50 | 0 | 100 | 0 | 22 | 0.0105 | 22 | 0.0105 | 0
Saturday | 22:00 | 0 | 0 | 0 | 0.3 | 0 | 50 | 0 | 100 | 0 | 22 | 0.0105 | 22 | 0.0105 | 0
Saturday | 23:00 | 0 | 0 | 0 | 0.3 | 0 | 50 | 0 | 100 | 0 | 22 | 0.0105 | 22 | 0.0105 | 0
Saturday | 0:00 | 0 | 0 | 0 | 0.3 | 0 | 50 | 0 | 100 | 0 | 22 | 0.0105 | 22 | 0.0105 | 0
Sunday | 1:00 | 0 | 0 | 0 | 0.3 | 0 | 50 | 0 | 100 | 0 | 22 | 0.0105 | 22 | 0.0105 | 0
Sunday | 2:00 | 0 | 0 | 0 | 0.3 | 0 | 50 | 0 | 100 | 0 | 22 | 0.0105 | 22 | 0.0105 | 0
Sunday | 3:00 | 0 | 0 | 0 | 0.3 | 0 | 50 | 0 | 100 | 0 | 22 | 0.0105 | 22 | 0.0105 | 0
Sunday | 4:00 | 0 | 0 | 0 | 0.3 | 0 | 50 | 0 | 100 | 0 | 22 | 0.0105 | 22 | 0.0105 | 0
Sunday | 5:00 | 0 | 0 | 0 | 0.3 | 0 | 50 | 0 | 100 | 0 | 22 | 0.0105 | 22 | 0.0105 | 0
Sunday | 6:00 | 0 | 0 | 0 | 0.3 | 0 | 50 | 0 | 100 | 0 | 22 | 0.0105 | 22 | 0.0105 | 0
Sunday | 7:00 | 0 | 0 | 0 | 0.3 | 0 | 50 | 0 | 100 | 0 | 22 | 0.0105 | 22 | 0.0105 | 0
Sunday | 8:00 | 0 | 0 | 0 | 0.3 | 0 | 50 | 0 | 100 | 0 | 22 | 0.0105 | 22 | 0.0105 | 0
Sunday | 9:00 | 0 | 0 | 0 | 0.3 | 0 | 50 | 0 | 100 | 0 | 22 | 0.0105 | 22 | 0.0105 | 0
Sunday | 10:00 | 0 | 0 | 0 | 0.3 | 0 | 50 | 0 | 100 | 0 | 22 | 0.0105 | 22 | 0.0105 | 0
Sunday | 11:00 | 0 | 0 | 0 | 0.3 | 0 | 50 | 0 | 100 | 0 | 22 | 0.0105 | 22 | 0.0105 | 0
Sunday | 12:00 | 0 | 0 | 0 | 0.3 | 0 | 50 | 0 | 100 | 0 | 22 | 0.0105 | 22 | 0.0105 | 0
Sunday | 13:00 | 0 | 0 | 0 | 0.3 | 0 | 50 | 0 | 100 | 0 | 22 | 0.0105 | 22 | 0.0105 | 0
Sunday | 14:00 | 0 | 0 | 0 | 0.3 | 0 | 50 | 0 | 100 | 0 | 22 | 0.0105 | 22 | 0.0105 | 0
Sunday | 15:00 | 0 | 0 | 0 | 0.3 | 0 | 50 | 0 | 100 | 0 | 22 | 0.0105 | 22 | 0.0105 | 0
Sunday | 16:00 | 0 | 0 | 0 | 0.3 | 0 | 50 | 0 | 100 | 0 | 22 | 0.0105 | 22 | 0.0105 | 0
Sunday | 17:00 | 0 | 0 | 0 | 0.3 | 0 | 50 | 0 | 100 | 0 | 22 | 0.0105 | 22 | 0.0105 | 0
Sunday | 18:00 | 0 | 0 | 0 | 0.3 | 0 | 50 | 0 | 100 | 0 | 22 | 0.0105 | 22 | 0.0105 | 0
Sunday | 19:00 | 0 | 0 | 0 | 0.3 | 0 | 50 | 0 | 100 | 0 | 22 | 0.0105 | 22 | 0.0105 | 0
Sunday | 20:00 | 0 | 0 | 0 | 0.3 | 0 | 50 | 0 | 100 | 0 | 22 | 0.0105 | 22 | 0.0105 | 0
Sunday | 21:00 | 0 | 0 | 0 | 0.3 | 0 | 50 | 0 | 100 | 0 | 22 | 0.0105 | 22 | 0.0105 | 0
Sunday | 22:00 | 0 | 0 | 0 | 0.3 | 0 | 50 | 0 | 100 | 0 | 22 | 0.0105 | 22 | 0.0105 | 0
Sunday | 23:00 | 0 | 0 | 0 | 0.3 | 0 | 50 | 0 | 100 | 0 | 22 | 0.0105 | 22 | 0.0105 | 0
Sunday | 0:00 | 0 | 0 | 0 | 0.3 | 0 | 50 | 0 | 100 | 0 | 22 | 0.0105 | 22 | 0.0105 | 0

## Ed-10
| Schedule | Occupancy (Total) | Appliances | Lighting | Infiltration FlowRate | HeatSP | CoolSP | HumSP | DehumSP | Ventilation FlowRate | Ventilation Supply Temperature heating mode | Ventilation Supply specific humidity heating mode | Ventilation Supply Temperature cooling mode | Ventilation Supply specific humidity cooling mode | Domestic Hot Water FlowRate
| Unit | [W/m²] | [W/m²] | [W/m²] | [Vol/h] | [°C] | [°C] | [%] | [%] | [m³/(s m²)] | [°C] | [kg_v/kg_da] | [°C] | [kg_v/kg_da] | [L/(m2 h)]
Weekday | 1:00 | 0 | 0 | 0 | 0.3 | 0 | 50 | 0 | 100 | 0 | 22 | 0.0105 | 22 | 0.0105 | 0
Weekday | 2:00 | 0 | 0 | 0 | 0.3 | 0 | 50 | 0 | 100 | 0 | 22 | 0.0105 | 22 | 0.0105 | 0
Weekday | 3:00 | 0 | 0 | 0 | 0.3 | 0 | 50 | 0 | 100 | 0 | 22 | 0.0105 | 22 | 0.0105 | 0
Weekday | 4:00 | 0 | 0 | 0 | 0.3 | 0 | 50 | 0 | 100 | 0 | 22 | 0.0105 | 22 | 0.0105 | 0
Weekday | 5:00 | 0 | 0 | 0 | 0.3 | 0 | 50 | 0 | 100 | 0 | 22 | 0.0105 | 22 | 0.0105 | 0
Weekday | 6:00 | 0 | 0 | 0 | 0.3 | 0 | 50 | 0 | 100 | 0 | 22 | 0.0105 | 22 | 0.0105 | 0
Weekday | 7:00 | 0 | 0 | 0 | 0.3 | 0 | 50 | 0 | 100 | 0 | 22 | 0.0105 | 22 | 0.0105 | 0
Weekday | 8:00 | 0 | 0 | 0 | 0.3 | 0 | 50 | 0 | 100 | 0 | 22 | 0.0105 | 22 | 0.0105 | 0
Weekday | 9:00 | 0 | 0 | 0 | 0.3 | 22 | 26 | 40 | 50 | 0.0034722 | 22 | 0.0105 | 22 | 0.0105 | 0.2375
Weekday | 10:00 | 0 | 0 | 0 | 0.3 | 22 | 26 | 40 | 50 | 0.0034722 | 22 | 0.0105 | 22 | 0.0105 | 0.2375
Weekday | 11:00 | 0 | 0 | 0 | 0.3 | 22 | 26 | 40 | 50 | 0.0034722 | 22 | 0.0105 | 22 | 0.0105 | 0.2375
Weekday | 12:00 | 0 | 0 | 0 | 0.3 | 22 | 26 | 40 | 50 | 0.0034722 | 22 | 0.0105 | 22 | 0.0105 | 0.2375
Weekday | 13:00 | 0 | 0 | 0 | 0.3 | 22 | 26 | 40 | 50 | 0.0034722 | 22 | 0.0105 | 22 | 0.0105 | 0.2375
Weekday | 14:00 | 0 | 0 | 0 | 0.3 | 22 | 26 | 40 | 50 | 0.0034722 | 22 | 0.0105 | 22 | 0.0105 | 0.2375
Weekday | 15:00 | 0 | 0 | 0 | 0.3 | 22 | 26 | 40 | 50 | 0.0034722 | 22 | 0.0105 | 22 | 0.0105 | 0.2375
Weekday | 16:00 | 0 | 0 | 0 | 0.3 | 22 | 26 | 40 | 50 | 0.0034722 | 22 | 0.0105 | 22 | 0.0105 | 0.2375
Weekday | 17:00 | 0 | 0 | 0 | 0.3 | 0 | 50 | 0 | 100 | 0 | 22 | 0.0105 | 22 | 0.0105 | 0
Weekday | 18:00 | 0 | 0 | 0 | 0.3 | 0 | 50 | 0 | 100 | 0 | 22 | 0.0105 | 22 | 0.0105 | 0
Weekday | 19:00 | 0 | 0 | 0 | 0.3 | 0 | 50 | 0 | 100 | 0 | 22 | 0.0105 | 22 | 0.0105 | 0
Weekday | 20:00 | 0 | 0 | 0 | 0.3 | 0 | 50 | 0 | 100 | 0 | 22 | 0.0105 | 22 | 0.0105 | 0
Weekday | 21:00 | 0 | 0 | 0 | 0.3 | 0 | 50 | 0 | 100 | 0 | 22 | 0.0105 | 22 | 0.0105 | 0
Weekday | 22:00 | 0 | 0 | 0 | 0.3 | 0 | 50 | 0 | 100 | 0 | 22 | 0.0105 | 22 | 0.0105 | 0
Weekday | 23:00 | 0 | 0 | 0 | 0.3 | 0 | 50 | 0 | 100 | 0 | 22 | 0.0105 | 22 | 0.0105 | 0
Weekday | 0:00 | 0 | 0 | 0 | 0.3 | 0 | 50 | 0 | 100 | 0 | 22 | 0.0105 | 22 | 0.0105 | 0
Saturday | 1:00 | 0 | 0 | 0 | 0.3 | 0 | 50 | 0 | 100 | 0 | 22 | 0.0105 | 22 | 0.0105 | 0
Saturday | 2:00 | 0 | 0 | 0 | 0.3 | 0 | 50 | 0 | 100 | 0 | 22 | 0.0105 | 22 | 0.0105 | 0
Saturday | 3:00 | 0 | 0 | 0 | 0.3 | 0 | 50 | 0 | 100 | 0 | 22 | 0.0105 | 22 | 0.0105 | 0
Saturday | 4:00 | 0 | 0 | 0 | 0.3 | 0 | 50 | 0 | 100 | 0 | 22 | 0.0105 | 22 | 0.0105 | 0
Saturday | 5:00 | 0 | 0 | 0 | 0.3 | 0 | 50 | 0 | 100 | 0 | 22 | 0.0105 | 22 | 0.0105 | 0
Saturday | 6:00 | 0 | 0 | 0 | 0.3 | 0 | 50 | 0 | 100 | 0 | 22 | 0.0105 | 22 | 0.0105 | 0
Saturday | 7:00 | 0 | 0 | 0 | 0.3 | 0 | 50 | 0 | 100 | 0 | 22 | 0.0105 | 22 | 0.0105 | 0
Saturday | 8:00 | 0 | 0 | 0 | 0.3 | 0 | 50 | 0 | 100 | 0 | 22 | 0.0105 | 22 | 0.0105 | 0
Saturday | 9:00 | 0 | 0 | 0 | 0.3 | 0 | 50 | 0 | 100 | 0 | 22 | 0.0105 | 22 | 0.0105 | 0
Saturday | 10:00 | 0 | 0 | 0 | 0.3 | 0 | 50 | 0 | 100 | 0 | 22 | 0.0105 | 22 | 0.0105 | 0
Saturday | 11:00 | 0 | 0 | 0 | 0.3 | 0 | 50 | 0 | 100 | 0 | 22 | 0.0105 | 22 | 0.0105 | 0
Saturday | 12:00 | 0 | 0 | 0 | 0.3 | 0 | 50 | 0 | 100 | 0 | 22 | 0.0105 | 22 | 0.0105 | 0
Saturday | 13:00 | 0 | 0 | 0 | 0.3 | 0 | 50 | 0 | 100 | 0 | 22 | 0.0105 | 22 | 0.0105 | 0
Saturday | 14:00 | 0 | 0 | 0 | 0.3 | 0 | 50 | 0 | 100 | 0 | 22 | 0.0105 | 22 | 0.0105 | 0
Saturday | 15:00 | 0 | 0 | 0 | 0.3 | 0 | 50 | 0 | 100 | 0 | 22 | 0.0105 | 22 | 0.0105 | 0
Saturday | 16:00 | 0 | 0 | 0 | 0.3 | 0 | 50 | 0 | 100 | 0 | 22 | 0.0105 | 22 | 0.0105 | 0
Saturday | 17:00 | 0 | 0 | 0 | 0.3 | 0 | 50 | 0 | 100 | 0 | 22 | 0.0105 | 22 | 0.0105 | 0
Saturday | 18:00 | 0 | 0 | 0 | 0.3 | 0 | 50 | 0 | 100 | 0 | 22 | 0.0105 | 22 | 0.0105 | 0
Saturday | 19:00 | 0 | 0 | 0 | 0.3 | 0 | 50 | 0 | 100 | 0 | 22 | 0.0105 | 22 | 0.0105 | 0
Saturday | 20:00 | 0 | 0 | 0 | 0.3 | 0 | 50 | 0 | 100 | 0 | 22 | 0.0105 | 22 | 0.0105 | 0
Saturday | 21:00 | 0 | 0 | 0 | 0.3 | 0 | 50 | 0 | 100 | 0 | 22 | 0.0105 | 22 | 0.0105 | 0
Saturday | 22:00 | 0 | 0 | 0 | 0.3 | 0 | 50 | 0 | 100 | 0 | 22 | 0.0105 | 22 | 0.0105 | 0
Saturday | 23:00 | 0 | 0 | 0 | 0.3 | 0 | 50 | 0 | 100 | 0 | 22 | 0.0105 | 22 | 0.0105 | 0
Saturday | 0:00 | 0 | 0 | 0 | 0.3 | 0 | 50 | 0 | 100 | 0 | 22 | 0.0105 | 22 | 0.0105 | 0
Sunday | 1:00 | 0 | 0 | 0 | 0.3 | 0 | 50 | 0 | 100 | 0 | 22 | 0.0105 | 22 | 0.0105 | 0
Sunday | 2:00 | 0 | 0 | 0 | 0.3 | 0 | 50 | 0 | 100 | 0 | 22 | 0.0105 | 22 | 0.0105 | 0
Sunday | 3:00 | 0 | 0 | 0 | 0.3 | 0 | 50 | 0 | 100 | 0 | 22 | 0.0105 | 22 | 0.0105 | 0
Sunday | 4:00 | 0 | 0 | 0 | 0.3 | 0 | 50 | 0 | 100 | 0 | 22 | 0.0105 | 22 | 0.0105 | 0
Sunday | 5:00 | 0 | 0 | 0 | 0.3 | 0 | 50 | 0 | 100 | 0 | 22 | 0.0105 | 22 | 0.0105 | 0
Sunday | 6:00 | 0 | 0 | 0 | 0.3 | 0 | 50 | 0 | 100 | 0 | 22 | 0.0105 | 22 | 0.0105 | 0
Sunday | 7:00 | 0 | 0 | 0 | 0.3 | 0 | 50 | 0 | 100 | 0 | 22 | 0.0105 | 22 | 0.0105 | 0
Sunday | 8:00 | 0 | 0 | 0 | 0.3 | 0 | 50 | 0 | 100 | 0 | 22 | 0.0105 | 22 | 0.0105 | 0
Sunday | 9:00 | 0 | 0 | 0 | 0.3 | 0 | 50 | 0 | 100 | 0 | 22 | 0.0105 | 22 | 0.0105 | 0
Sunday | 10:00 | 0 | 0 | 0 | 0.3 | 0 | 50 | 0 | 100 | 0 | 22 | 0.0105 | 22 | 0.0105 | 0
Sunday | 11:00 | 0 | 0 | 0 | 0.3 | 0 | 50 | 0 | 100 | 0 | 22 | 0.0105 | 22 | 0.0105 | 0
Sunday | 12:00 | 0 | 0 | 0 | 0.3 | 0 | 50 | 0 | 100 | 0 | 22 | 0.0105 | 22 | 0.0105 | 0
Sunday | 13:00 | 0 | 0 | 0 | 0.3 | 0 | 50 | 0 | 100 | 0 | 22 | 0.0105 | 22 | 0.0105 | 0
Sunday | 14:00 | 0 | 0 | 0 | 0.3 | 0 | 50 | 0 | 100 | 0 | 22 | 0.0105 | 22 | 0.0105 | 0
Sunday | 15:00 | 0 | 0 | 0 | 0.3 | 0 | 50 | 0 | 100 | 0 | 22 | 0.0105 | 22 | 0.0105 | 0
Sunday | 16:00 | 0 | 0 | 0 | 0.3 | 0 | 50 | 0 | 100 | 0 | 22 | 0.0105 | 22 | 0.0105 | 0
Sunday | 17:00 | 0 | 0 | 0 | 0.3 | 0 | 50 | 0 | 100 | 0 | 22 | 0.0105 | 22 | 0.0105 | 0
Sunday | 18:00 | 0 | 0 | 0 | 0.3 | 0 | 50 | 0 | 100 | 0 | 22 | 0.0105 | 22 | 0.0105 | 0
Sunday | 19:00 | 0 | 0 | 0 | 0.3 | 0 | 50 | 0 | 100 | 0 | 22 | 0.0105 | 22 | 0.0105 | 0
Sunday | 20:00 | 0 | 0 | 0 | 0.3 | 0 | 50 | 0 | 100 | 0 | 22 | 0.0105 | 22 | 0.0105 | 0
Sunday | 21:00 | 0 | 0 | 0 | 0.3 | 0 | 50 | 0 | 100 | 0 | 22 | 0.0105 | 22 | 0.0105 | 0
Sunday | 22:00 | 0 | 0 | 0 | 0.3 | 0 | 50 | 0 | 100 | 0 | 22 | 0.0105 | 22 | 0.0105 | 0
Sunday | 23:00 | 0 | 0 | 0 | 0.3 | 0 | 50 | 0 | 100 | 0 | 22 | 0.0105 | 22 | 0.0105 | 0
Sunday | 0:00 | 0 | 0 | 0 | 0.3 | 0 | 50 | 0 | 100 | 0 | 22 | 0.0105 | 22 | 0.0105 | 0

## Ed-11
| Schedule | Occupancy (Total) | Appliances | Lighting | Infiltration FlowRate | HeatSP | CoolSP | HumSP | DehumSP | Ventilation FlowRate | Ventilation Supply Temperature heating mode | Ventilation Supply specific humidity heating mode | Ventilation Supply Temperature cooling mode | Ventilation Supply specific humidity cooling mode | Domestic Hot Water FlowRate
| Unit | [W/m²] | [W/m²] | [W/m²] | [Vol/h] | [°C] | [°C] | [%] | [%] | [m³/(s m²)] | [°C] | [kg_v/kg_da] | [°C] | [kg_v/kg_da] | [L/(m2 h)]
Weekday | 1:00 | 0 | 0 | 0 | 0.3 | 0 | 50 | 0 | 100 | 0 | 22 | 0.0105 | 22 | 0.0105 | 0
Weekday | 2:00 | 0 | 0 | 0 | 0.3 | 0 | 50 | 0 | 100 | 0 | 22 | 0.0105 | 22 | 0.0105 | 0
Weekday | 3:00 | 0 | 0 | 0 | 0.3 | 0 | 50 | 0 | 100 | 0 | 22 | 0.0105 | 22 | 0.0105 | 0
Weekday | 4:00 | 0 | 0 | 0 | 0.3 | 0 | 50 | 0 | 100 | 0 | 22 | 0.0105 | 22 | 0.0105 | 0
Weekday | 5:00 | 0 | 0 | 0 | 0.3 | 0 | 50 | 0 | 100 | 0 | 22 | 0.0105 | 22 | 0.0105 | 0
Weekday | 6:00 | 0 | 0 | 0 | 0.3 | 0 | 50 | 0 | 100 | 0 | 22 | 0.0105 | 22 | 0.0105 | 0
Weekday | 7:00 | 0 | 0 | 0 | 0.3 | 0 | 50 | 0 | 100 | 0 | 22 | 0.0105 | 22 | 0.0105 | 0
Weekday | 8:00 | 0 | 0 | 0 | 0.3 | 0 | 50 | 0 | 100 | 0 | 22 | 0.0105 | 22 | 0.0105 | 0
Weekday | 9:00 | 0 | 0 | 0 | 0.3 | 22 | 26 | 40 | 50 | 0.0034722 | 22 | 0.0105 | 22 | 0.0105 | 0.2375
Weekday | 10:00 | 0 | 0 | 0 | 0.3 | 22 | 26 | 40 | 50 | 0.0034722 | 22 | 0.0105 | 22 | 0.0105 | 0.2375
Weekday | 11:00 | 0 | 0 | 0 | 0.3 | 22 | 26 | 40 | 50 | 0.0034722 | 22 | 0.0105 | 22 | 0.0105 | 0.2375
Weekday | 12:00 | 0 | 0 | 0 | 0.3 | 22 | 26 | 40 | 50 | 0.0034722 | 22 | 0.0105 | 22 | 0.0105 | 0.2375
Weekday | 13:00 | 0 | 0 | 0 | 0.3 | 22 | 26 | 40 | 50 | 0.0034722 | 22 | 0.0105 | 22 | 0.0105 | 0.2375
Weekday | 14:00 | 0 | 0 | 0 | 0.3 | 22 | 26 | 40 | 50 | 0.0034722 | 22 | 0.0105 | 22 | 0.0105 | 0.2375
Weekday | 15:00 | 0 | 0 | 0 | 0.3 | 22 | 26 | 40 | 50 | 0.0034722 | 22 | 0.0105 | 22 | 0.0105 | 0.2375
Weekday | 16:00 | 0 | 0 | 0 | 0.3 | 22 | 26 | 40 | 50 | 0.0034722 | 22 | 0.0105 | 22 | 0.0105 | 0.2375
Weekday | 17:00 | 0 | 0 | 0 | 0.3 | 0 | 50 | 0 | 100 | 0 | 22 | 0.0105 | 22 | 0.0105 | 0
Weekday | 18:00 | 0 | 0 | 0 | 0.3 | 0 | 50 | 0 | 100 | 0 | 22 | 0.0105 | 22 | 0.0105 | 0
Weekday | 19:00 | 0 | 0 | 0 | 0.3 | 0 | 50 | 0 | 100 | 0 | 22 | 0.0105 | 22 | 0.0105 | 0
Weekday | 20:00 | 0 | 0 | 0 | 0.3 | 0 | 50 | 0 | 100 | 0 | 22 | 0.0105 | 22 | 0.0105 | 0
Weekday | 21:00 | 0 | 0 | 0 | 0.3 | 0 | 50 | 0 | 100 | 0 | 22 | 0.0105 | 22 | 0.0105 | 0
Weekday | 22:00 | 0 | 0 | 0 | 0.3 | 0 | 50 | 0 | 100 | 0 | 22 | 0.0105 | 22 | 0.0105 | 0
Weekday | 23:00 | 0 | 0 | 0 | 0.3 | 0 | 50 | 0 | 100 | 0 | 22 | 0.0105 | 22 | 0.0105 | 0
Weekday | 0:00 | 0 | 0 | 0 | 0.3 | 0 | 50 | 0 | 100 | 0 | 22 | 0.0105 | 22 | 0.0105 | 0
Saturday | 1:00 | 0 | 0 | 0 | 0.3 | 0 | 50 | 0 | 100 | 0 | 22 | 0.0105 | 22 | 0.0105 | 0
Saturday | 2:00 | 0 | 0 | 0 | 0.3 | 0 | 50 | 0 | 100 | 0 | 22 | 0.0105 | 22 | 0.0105 | 0
Saturday | 3:00 | 0 | 0 | 0 | 0.3 | 0 | 50 | 0 | 100 | 0 | 22 | 0.0105 | 22 | 0.0105 | 0
Saturday | 4:00 | 0 | 0 | 0 | 0.3 | 0 | 50 | 0 | 100 | 0 | 22 | 0.0105 | 22 | 0.0105 | 0
Saturday | 5:00 | 0 | 0 | 0 | 0.3 | 0 | 50 | 0 | 100 | 0 | 22 | 0.0105 | 22 | 0.0105 | 0
Saturday | 6:00 | 0 | 0 | 0 | 0.3 | 0 | 50 | 0 | 100 | 0 | 22 | 0.0105 | 22 | 0.0105 | 0
Saturday | 7:00 | 0 | 0 | 0 | 0.3 | 0 | 50 | 0 | 100 | 0 | 22 | 0.0105 | 22 | 0.0105 | 0
Saturday | 8:00 | 0 | 0 | 0 | 0.3 | 0 | 50 | 0 | 100 | 0 | 22 | 0.0105 | 22 | 0.0105 | 0
Saturday | 9:00 | 0 | 0 | 0 | 0.3 | 0 | 50 | 0 | 100 | 0 | 22 | 0.0105 | 22 | 0.0105 | 0
Saturday | 10:00 | 0 | 0 | 0 | 0.3 | 0 | 50 | 0 | 100 | 0 | 22 | 0.0105 | 22 | 0.0105 | 0
Saturday | 11:00 | 0 | 0 | 0 | 0.3 | 0 | 50 | 0 | 100 | 0 | 22 | 0.0105 | 22 | 0.0105 | 0
Saturday | 12:00 | 0 | 0 | 0 | 0.3 | 0 | 50 | 0 | 100 | 0 | 22 | 0.0105 | 22 | 0.0105 | 0
Saturday | 13:00 | 0 | 0 | 0 | 0.3 | 0 | 50 | 0 | 100 | 0 | 22 | 0.0105 | 22 | 0.0105 | 0
Saturday | 14:00 | 0 | 0 | 0 | 0.3 | 0 | 50 | 0 | 100 | 0 | 22 | 0.0105 | 22 | 0.0105 | 0
Saturday | 15:00 | 0 | 0 | 0 | 0.3 | 0 | 50 | 0 | 100 | 0 | 22 | 0.0105 | 22 | 0.0105 | 0
Saturday | 16:00 | 0 | 0 | 0 | 0.3 | 0 | 50 | 0 | 100 | 0 | 22 | 0.0105 | 22 | 0.0105 | 0
Saturday | 17:00 | 0 | 0 | 0 | 0.3 | 0 | 50 | 0 | 100 | 0 | 22 | 0.0105 | 22 | 0.0105 | 0
Saturday | 18:00 | 0 | 0 | 0 | 0.3 | 0 | 50 | 0 | 100 | 0 | 22 | 0.0105 | 22 | 0.0105 | 0
Saturday | 19:00 | 0 | 0 | 0 | 0.3 | 0 | 50 | 0 | 100 | 0 | 22 | 0.0105 | 22 | 0.0105 | 0
Saturday | 20:00 | 0 | 0 | 0 | 0.3 | 0 | 50 | 0 | 100 | 0 | 22 | 0.0105 | 22 | 0.0105 | 0
Saturday | 21:00 | 0 | 0 | 0 | 0.3 | 0 | 50 | 0 | 100 | 0 | 22 | 0.0105 | 22 | 0.0105 | 0
Saturday | 22:00 | 0 | 0 | 0 | 0.3 | 0 | 50 | 0 | 100 | 0 | 22 | 0.0105 | 22 | 0.0105 | 0
Saturday | 23:00 | 0 | 0 | 0 | 0.3 | 0 | 50 | 0 | 100 | 0 | 22 | 0.0105 | 22 | 0.0105 | 0
Saturday | 0:00 | 0 | 0 | 0 | 0.3 | 0 | 50 | 0 | 100 | 0 | 22 | 0.0105 | 22 | 0.0105 | 0
Sunday | 1:00 | 0 | 0 | 0 | 0.3 | 0 | 50 | 0 | 100 | 0 | 22 | 0.0105 | 22 | 0.0105 | 0
Sunday | 2:00 | 0 | 0 | 0 | 0.3 | 0 | 50 | 0 | 100 | 0 | 22 | 0.0105 | 22 | 0.0105 | 0
Sunday | 3:00 | 0 | 0 | 0 | 0.3 | 0 | 50 | 0 | 100 | 0 | 22 | 0.0105 | 22 | 0.0105 | 0
Sunday | 4:00 | 0 | 0 | 0 | 0.3 | 0 | 50 | 0 | 100 | 0 | 22 | 0.0105 | 22 | 0.0105 | 0
Sunday | 5:00 | 0 | 0 | 0 | 0.3 | 0 | 50 | 0 | 100 | 0 | 22 | 0.0105 | 22 | 0.0105 | 0
Sunday | 6:00 | 0 | 0 | 0 | 0.3 | 0 | 50 | 0 | 100 | 0 | 22 | 0.0105 | 22 | 0.0105 | 0
Sunday | 7:00 | 0 | 0 | 0 | 0.3 | 0 | 50 | 0 | 100 | 0 | 22 | 0.0105 | 22 | 0.0105 | 0
Sunday | 8:00 | 0 | 0 | 0 | 0.3 | 0 | 50 | 0 | 100 | 0 | 22 | 0.0105 | 22 | 0.0105 | 0
Sunday | 9:00 | 0 | 0 | 0 | 0.3 | 0 | 50 | 0 | 100 | 0 | 22 | 0.0105 | 22 | 0.0105 | 0
Sunday | 10:00 | 0 | 0 | 0 | 0.3 | 0 | 50 | 0 | 100 | 0 | 22 | 0.0105 | 22 | 0.0105 | 0
Sunday | 11:00 | 0 | 0 | 0 | 0.3 | 0 | 50 | 0 | 100 | 0 | 22 | 0.0105 | 22 | 0.0105 | 0
Sunday | 12:00 | 0 | 0 | 0 | 0.3 | 0 | 50 | 0 | 100 | 0 | 22 | 0.0105 | 22 | 0.0105 | 0
Sunday | 13:00 | 0 | 0 | 0 | 0.3 | 0 | 50 | 0 | 100 | 0 | 22 | 0.0105 | 22 | 0.0105 | 0
Sunday | 14:00 | 0 | 0 | 0 | 0.3 | 0 | 50 | 0 | 100 | 0 | 22 | 0.0105 | 22 | 0.0105 | 0
Sunday | 15:00 | 0 | 0 | 0 | 0.3 | 0 | 50 | 0 | 100 | 0 | 22 | 0.0105 | 22 | 0.0105 | 0
Sunday | 16:00 | 0 | 0 | 0 | 0.3 | 0 | 50 | 0 | 100 | 0 | 22 | 0.0105 | 22 | 0.0105 | 0
Sunday | 17:00 | 0 | 0 | 0 | 0.3 | 0 | 50 | 0 | 100 | 0 | 22 | 0.0105 | 22 | 0.0105 | 0
Sunday | 18:00 | 0 | 0 | 0 | 0.3 | 0 | 50 | 0 | 100 | 0 | 22 | 0.0105 | 22 | 0.0105 | 0
Sunday | 19:00 | 0 | 0 | 0 | 0.3 | 0 | 50 | 0 | 100 | 0 | 22 | 0.0105 | 22 | 0.0105 | 0
Sunday | 20:00 | 0 | 0 | 0 | 0.3 | 0 | 50 | 0 | 100 | 0 | 22 | 0.0105 | 22 | 0.0105 | 0
Sunday | 21:00 | 0 | 0 | 0 | 0.3 | 0 | 50 | 0 | 100 | 0 | 22 | 0.0105 | 22 | 0.0105 | 0
Sunday | 22:00 | 0 | 0 | 0 | 0.3 | 0 | 50 | 0 | 100 | 0 | 22 | 0.0105 | 22 | 0.0105 | 0
Sunday | 23:00 | 0 | 0 | 0 | 0.3 | 0 | 50 | 0 | 100 | 0 | 22 | 0.0105 | 22 | 0.0105 | 0
Sunday | 0:00 | 0 | 0 | 0 | 0.3 | 0 | 50 | 0 | 100 | 0 | 22 | 0.0105 | 22 | 0.0105 | 0

## Ed-12
| Schedule | Occupancy (Total) | Appliances | Lighting | Infiltration FlowRate | HeatSP | CoolSP | HumSP | DehumSP | Ventilation FlowRate | Ventilation Supply Temperature heating mode | Ventilation Supply specific humidity heating mode | Ventilation Supply Temperature cooling mode | Ventilation Supply specific humidity cooling mode | Domestic Hot Water FlowRate
| Unit | [W/m²] | [W/m²] | [W/m²] | [Vol/h] | [°C] | [°C] | [%] | [%] | [m³/(s m²)] | [°C] | [kg_v/kg_da] | [°C] | [kg_v/kg_da] | [L/(m2 h)]
Weekday | 1:00 | 0 | 0 | 0 | 0.3 | 0 | 50 | 0 | 100 | 0 | 22 | 0.0105 | 22 | 0.0105 | 0
Weekday | 2:00 | 0 | 0 | 0 | 0.3 | 0 | 50 | 0 | 100 | 0 | 22 | 0.0105 | 22 | 0.0105 | 0
Weekday | 3:00 | 0 | 0 | 0 | 0.3 | 0 | 50 | 0 | 100 | 0 | 22 | 0.0105 | 22 | 0.0105 | 0
Weekday | 4:00 | 0 | 0 | 0 | 0.3 | 0 | 50 | 0 | 100 | 0 | 22 | 0.0105 | 22 | 0.0105 | 0
Weekday | 5:00 | 0 | 0 | 0 | 0.3 | 0 | 50 | 0 | 100 | 0 | 22 | 0.0105 | 22 | 0.0105 | 0
Weekday | 6:00 | 0 | 0 | 0 | 0.3 | 0 | 50 | 0 | 100 | 0 | 22 | 0.0105 | 22 | 0.0105 | 0
Weekday | 7:00 | 0 | 0 | 0 | 0.3 | 0 | 50 | 0 | 100 | 0 | 22 | 0.0105 | 22 | 0.0105 | 0
Weekday | 8:00 | 0 | 0 | 0 | 0.3 | 0 | 50 | 0 | 100 | 0 | 22 | 0.0105 | 22 | 0.0105 | 0
Weekday | 9:00 | 0 | 0 | 0 | 0.3 | 0 | 50 | 0 | 100 | 0 | 22 | 0.0105 | 22 | 0.0105 | 0
Weekday | 10:00 | 0 | 0 | 0 | 0.3 | 0 | 50 | 0 | 100 | 0 | 22 | 0.0105 | 22 | 0.0105 | 0
Weekday | 11:00 | 0 | 0 | 0 | 0.3 | 22 | 26 | 40 | 50 | 0.005 | 22 | 0.0105 | 22 | 0.0105 | 0.532
Weekday | 12:00 | 0 | 0 | 0 | 0.3 | 22 | 26 | 40 | 50 | 0.005 | 22 | 0.0105 | 22 | 0.0105 | 0.532
Weekday | 13:00 | 0 | 0 | 0 | 0.3 | 22 | 26 | 40 | 50 | 0.005 | 22 | 0.0105 | 22 | 0.0105 | 0.532
Weekday | 14:00 | 0 | 0 | 0 | 0.3 | 22 | 26 | 40 | 50 | 0.005 | 22 | 0.0105 | 22 | 0.0105 | 0.532
Weekday | 15:00 | 0 | 0 | 0 | 0.3 | 22 | 26 | 40 | 50 | 0.005 | 22 | 0.0105 | 22 | 0.0105 | 0.532
Weekday | 16:00 | 0 | 0 | 0 | 0.3 | 0 | 50 | 0 | 100 | 0 | 22 | 0.0105 | 22 | 0.0105 | 0
Weekday | 17:00 | 0 | 0 | 0 | 0.3 | 0 | 50 | 0 | 100 | 0 | 22 | 0.0105 | 22 | 0.0105 | 0
Weekday | 18:00 | 0 | 0 | 0 | 0.3 | 0 | 50 | 0 | 100 | 0 | 22 | 0.0105 | 22 | 0.0105 | 0
Weekday | 19:00 | 0 | 0 | 0 | 0.3 | 0 | 50 | 0 | 100 | 0 | 22 | 0.0105 | 22 | 0.0105 | 0
Weekday | 20:00 | 0 | 0 | 0 | 0.3 | 0 | 50 | 0 | 100 | 0 | 22 | 0.0105 | 22 | 0.0105 | 0
Weekday | 21:00 | 0 | 0 | 0 | 0.3 | 0 | 50 | 0 | 100 | 0 | 22 | 0.0105 | 22 | 0.0105 | 0
Weekday | 22:00 | 0 | 0 | 0 | 0.3 | 0 | 50 | 0 | 100 | 0 | 22 | 0.0105 | 22 | 0.0105 | 0
Weekday | 23:00 | 0 | 0 | 0 | 0.3 | 0 | 50 | 0 | 100 | 0 | 22 | 0.0105 | 22 | 0.0105 | 0
Weekday | 0:00 | 0 | 0 | 0 | 0.3 | 0 | 50 | 0 | 100 | 0 | 22 | 0.0105 | 22 | 0.0105 | 0
Saturday | 1:00 | 0 | 0 | 0 | 0.3 | 0 | 50 | 0 | 100 | 0 | 22 | 0.0105 | 22 | 0.0105 | 0
Saturday | 2:00 | 0 | 0 | 0 | 0.3 | 0 | 50 | 0 | 100 | 0 | 22 | 0.0105 | 22 | 0.0105 | 0
Saturday | 3:00 | 0 | 0 | 0 | 0.3 | 0 | 50 | 0 | 100 | 0 | 22 | 0.0105 | 22 | 0.0105 | 0
Saturday | 4:00 | 0 | 0 | 0 | 0.3 | 0 | 50 | 0 | 100 | 0 | 22 | 0.0105 | 22 | 0.0105 | 0
Saturday | 5:00 | 0 | 0 | 0 | 0.3 | 0 | 50 | 0 | 100 | 0 | 22 | 0.0105 | 22 | 0.0105 | 0
Saturday | 6:00 | 0 | 0 | 0 | 0.3 | 0 | 50 | 0 | 100 | 0 | 22 | 0.0105 | 22 | 0.0105 | 0
Saturday | 7:00 | 0 | 0 | 0 | 0.3 | 0 | 50 | 0 | 100 | 0 | 22 | 0.0105 | 22 | 0.0105 | 0
Saturday | 8:00 | 0 | 0 | 0 | 0.3 | 0 | 50 | 0 | 100 | 0 | 22 | 0.0105 | 22 | 0.0105 | 0
Saturday | 9:00 | 0 | 0 | 0 | 0.3 | 0 | 50 | 0 | 100 | 0 | 22 | 0.0105 | 22 | 0.0105 | 0
Saturday | 10:00 | 0 | 0 | 0 | 0.3 | 0 | 50 | 0 | 100 | 0 | 22 | 0.0105 | 22 | 0.0105 | 0
Saturday | 11:00 | 0 | 0 | 0 | 0.3 | 0 | 50 | 0 | 100 | 0 | 22 | 0.0105 | 22 | 0.0105 | 0
Saturday | 12:00 | 0 | 0 | 0 | 0.3 | 0 | 50 | 0 | 100 | 0 | 22 | 0.0105 | 22 | 0.0105 | 0
Saturday | 13:00 | 0 | 0 | 0 | 0.3 | 0 | 50 | 0 | 100 | 0 | 22 | 0.0105 | 22 | 0.0105 | 0
Saturday | 14:00 | 0 | 0 | 0 | 0.3 | 0 | 50 | 0 | 100 | 0 | 22 | 0.0105 | 22 | 0.0105 | 0
Saturday | 15:00 | 0 | 0 | 0 | 0.3 | 0 | 50 | 0 | 100 | 0 | 22 | 0.0105 | 22 | 0.0105 | 0
Saturday | 16:00 | 0 | 0 | 0 | 0.3 | 0 | 50 | 0 | 100 | 0 | 22 | 0.0105 | 22 | 0.0105 | 0
Saturday | 17:00 | 0 | 0 | 0 | 0.3 | 0 | 50 | 0 | 100 | 0 | 22 | 0.0105 | 22 | 0.0105 | 0
Saturday | 18:00 | 0 | 0 | 0 | 0.3 | 0 | 50 | 0 | 100 | 0 | 22 | 0.0105 | 22 | 0.0105 | 0
Saturday | 19:00 | 0 | 0 | 0 | 0.3 | 0 | 50 | 0 | 100 | 0 | 22 | 0.0105 | 22 | 0.0105 | 0
Saturday | 20:00 | 0 | 0 | 0 | 0.3 | 0 | 50 | 0 | 100 | 0 | 22 | 0.0105 | 22 | 0.0105 | 0
Saturday | 21:00 | 0 | 0 | 0 | 0.3 | 0 | 50 | 0 | 100 | 0 | 22 | 0.0105 | 22 | 0.0105 | 0
Saturday | 22:00 | 0 | 0 | 0 | 0.3 | 0 | 50 | 0 | 100 | 0 | 22 | 0.0105 | 22 | 0.0105 | 0
Saturday | 23:00 | 0 | 0 | 0 | 0.3 | 0 | 50 | 0 | 100 | 0 | 22 | 0.0105 | 22 | 0.0105 | 0
Saturday | 0:00 | 0 | 0 | 0 | 0.3 | 0 | 50 | 0 | 100 | 0 | 22 | 0.0105 | 22 | 0.0105 | 0
Sunday | 1:00 | 0 | 0 | 0 | 0.3 | 0 | 50 | 0 | 100 | 0 | 22 | 0.0105 | 22 | 0.0105 | 0
Sunday | 2:00 | 0 | 0 | 0 | 0.3 | 0 | 50 | 0 | 100 | 0 | 22 | 0.0105 | 22 | 0.0105 | 0
Sunday | 3:00 | 0 | 0 | 0 | 0.3 | 0 | 50 | 0 | 100 | 0 | 22 | 0.0105 | 22 | 0.0105 | 0
Sunday | 4:00 | 0 | 0 | 0 | 0.3 | 0 | 50 | 0 | 100 | 0 | 22 | 0.0105 | 22 | 0.0105 | 0
Sunday | 5:00 | 0 | 0 | 0 | 0.3 | 0 | 50 | 0 | 100 | 0 | 22 | 0.0105 | 22 | 0.0105 | 0
Sunday | 6:00 | 0 | 0 | 0 | 0.3 | 0 | 50 | 0 | 100 | 0 | 22 | 0.0105 | 22 | 0.0105 | 0
Sunday | 7:00 | 0 | 0 | 0 | 0.3 | 0 | 50 | 0 | 100 | 0 | 22 | 0.0105 | 22 | 0.0105 | 0
Sunday | 8:00 | 0 | 0 | 0 | 0.3 | 0 | 50 | 0 | 100 | 0 | 22 | 0.0105 | 22 | 0.0105 | 0
Sunday | 9:00 | 0 | 0 | 0 | 0.3 | 0 | 50 | 0 | 100 | 0 | 22 | 0.0105 | 22 | 0.0105 | 0
Sunday | 10:00 | 0 | 0 | 0 | 0.3 | 0 | 50 | 0 | 100 | 0 | 22 | 0.0105 | 22 | 0.0105 | 0
Sunday | 11:00 | 0 | 0 | 0 | 0.3 | 0 | 50 | 0 | 100 | 0 | 22 | 0.0105 | 22 | 0.0105 | 0
Sunday | 12:00 | 0 | 0 | 0 | 0.3 | 0 | 50 | 0 | 100 | 0 | 22 | 0.0105 | 22 | 0.0105 | 0
Sunday | 13:00 | 0 | 0 | 0 | 0.3 | 0 | 50 | 0 | 100 | 0 | 22 | 0.0105 | 22 | 0.0105 | 0
Sunday | 14:00 | 0 | 0 | 0 | 0.3 | 0 | 50 | 0 | 100 | 0 | 22 | 0.0105 | 22 | 0.0105 | 0
Sunday | 15:00 | 0 | 0 | 0 | 0.3 | 0 | 50 | 0 | 100 | 0 | 22 | 0.0105 | 22 | 0.0105 | 0
Sunday | 16:00 | 0 | 0 | 0 | 0.3 | 0 | 50 | 0 | 100 | 0 | 22 | 0.0105 | 22 | 0.0105 | 0
Sunday | 17:00 | 0 | 0 | 0 | 0.3 | 0 | 50 | 0 | 100 | 0 | 22 | 0.0105 | 22 | 0.0105 | 0
Sunday | 18:00 | 0 | 0 | 0 | 0.3 | 0 | 50 | 0 | 100 | 0 | 22 | 0.0105 | 22 | 0.0105 | 0
Sunday | 19:00 | 0 | 0 | 0 | 0.3 | 0 | 50 | 0 | 100 | 0 | 22 | 0.0105 | 22 | 0.0105 | 0
Sunday | 20:00 | 0 | 0 | 0 | 0.3 | 0 | 50 | 0 | 100 | 0 | 22 | 0.0105 | 22 | 0.0105 | 0
Sunday | 21:00 | 0 | 0 | 0 | 0.3 | 0 | 50 | 0 | 100 | 0 | 22 | 0.0105 | 22 | 0.0105 | 0
Sunday | 22:00 | 0 | 0 | 0 | 0.3 | 0 | 50 | 0 | 100 | 0 | 22 | 0.0105 | 22 | 0.0105 | 0
Sunday | 23:00 | 0 | 0 | 0 | 0.3 | 0 | 50 | 0 | 100 | 0 | 22 | 0.0105 | 22 | 0.0105 | 0
Sunday | 0:00 | 0 | 0 | 0 | 0.3 | 0 | 50 | 0 | 100 | 0 | 22 | 0.0105 | 22 | 0.0105 | 0

## Ed-13
| Schedule | Occupancy (Total) | Appliances | Lighting | Infiltration FlowRate | HeatSP | CoolSP | HumSP | DehumSP | Ventilation FlowRate | Ventilation Supply Temperature heating mode | Ventilation Supply specific humidity heating mode | Ventilation Supply Temperature cooling mode | Ventilation Supply specific humidity cooling mode | Domestic Hot Water FlowRate
| Unit | [W/m²] | [W/m²] | [W/m²] | [Vol/h] | [°C] | [°C] | [%] | [%] | [m³/(s m²)] | [°C] | [kg_v/kg_da] | [°C] | [kg_v/kg_da] | [L/(m2 h)]
Weekday | 1:00 | 0 | 0 | 0 | 0.3 | 22 | 26 | 40 | 50 | 0.0011111 | 22 | 0.0105 | 22 | 0.0105 | 1.1
Weekday | 2:00 | 0 | 0 | 0 | 0.3 | 22 | 26 | 40 | 50 | 0.0011111 | 22 | 0.0105 | 22 | 0.0105 | 1.1
Weekday | 3:00 | 0 | 0 | 0 | 0.3 | 22 | 26 | 40 | 50 | 0.0011111 | 22 | 0.0105 | 22 | 0.0105 | 1.1
Weekday | 4:00 | 0 | 0 | 0 | 0.3 | 22 | 26 | 40 | 50 | 0.0011111 | 22 | 0.0105 | 22 | 0.0105 | 1.1
Weekday | 5:00 | 0 | 0 | 0 | 0.3 | 22 | 26 | 40 | 50 | 0.0011111 | 22 | 0.0105 | 22 | 0.0105 | 1.1
Weekday | 6:00 | 0 | 0 | 0 | 0.3 | 22 | 26 | 40 | 50 | 0.0011111 | 22 | 0.0105 | 22 | 0.0105 | 1.1
Weekday | 7:00 | 0 | 0 | 0 | 0.3 | 22 | 26 | 40 | 50 | 0.0011111 | 22 | 0.0105 | 22 | 0.0105 | 1.1
Weekday | 8:00 | 0 | 0 | 0 | 0.3 | 22 | 26 | 40 | 50 | 0.0011111 | 22 | 0.0105 | 22 | 0.0105 | 1.1
Weekday | 9:00 | 0 | 0 | 0 | 0.3 | 22 | 26 | 40 | 50 | 0.0011111 | 22 | 0.0105 | 22 | 0.0105 | 1.1
Weekday | 10:00 | 0 | 0 | 0 | 0.3 | 22 | 26 | 40 | 50 | 0.0011111 | 22 | 0.0105 | 22 | 0.0105 | 1.1
Weekday | 11:00 | 0 | 0 | 0 | 0.3 | 0 | 50 | 0 | 100 | 0 | 22 | 0.0105 | 22 | 0.0105 | 0
Weekday | 12:00 | 0 | 0 | 0 | 0.3 | 0 | 50 | 0 | 100 | 0 | 22 | 0.0105 | 22 | 0.0105 | 0
Weekday | 13:00 | 0 | 0 | 0 | 0.3 | 0 | 50 | 0 | 100 | 0 | 22 | 0.0105 | 22 | 0.0105 | 0
Weekday | 14:00 | 0 | 0 | 0 | 0.3 | 0 | 50 | 0 | 100 | 0 | 22 | 0.0105 | 22 | 0.0105 | 0
Weekday | 15:00 | 0 | 0 | 0 | 0.3 | 0 | 50 | 0 | 100 | 0 | 22 | 0.0105 | 22 | 0.0105 | 0
Weekday | 16:00 | 0 | 0 | 0 | 0.3 | 0 | 50 | 0 | 100 | 0 | 22 | 0.0105 | 22 | 0.0105 | 0
Weekday | 17:00 | 0 | 0 | 0 | 0.3 | 0 | 50 | 0 | 100 | 0 | 22 | 0.0105 | 22 | 0.0105 | 0
Weekday | 18:00 | 0 | 0 | 0 | 0.3 | 0 | 50 | 0 | 100 | 0 | 22 | 0.0105 | 22 | 0.0105 | 0
Weekday | 19:00 | 0 | 0 | 0 | 0.3 | 0 | 50 | 0 | 100 | 0 | 22 | 0.0105 | 22 | 0.0105 | 0
Weekday | 20:00 | 0 | 0 | 0 | 0.3 | 22 | 26 | 40 | 50 | 0.0011111 | 22 | 0.0105 | 22 | 0.0105 | 1.1
Weekday | 21:00 | 0 | 0 | 0 | 0.3 | 22 | 26 | 40 | 50 | 0.0011111 | 22 | 0.0105 | 22 | 0.0105 | 1.1
Weekday | 22:00 | 0 | 0 | 0 | 0.3 | 22 | 26 | 40 | 50 | 0.0011111 | 22 | 0.0105 | 22 | 0.0105 | 1.1
Weekday | 23:00 | 0 | 0 | 0 | 0.3 | 22 | 26 | 40 | 50 | 0.0011111 | 22 | 0.0105 | 22 | 0.0105 | 1.1
Weekday | 0:00 | 0 | 0 | 0 | 0.3 | 22 | 26 | 40 | 50 | 0.0011111 | 22 | 0.0105 | 22 | 0.0105 | 1.1
Saturday | 1:00 | 0 | 0 | 0 | 0.3 | 22 | 26 | 40 | 50 | 0.0011111 | 22 | 0.0105 | 22 | 0.0105 | 1.1
Saturday | 2:00 | 0 | 0 | 0 | 0.3 | 22 | 26 | 40 | 50 | 0.0011111 | 22 | 0.0105 | 22 | 0.0105 | 1.1
Saturday | 3:00 | 0 | 0 | 0 | 0.3 | 22 | 26 | 40 | 50 | 0.0011111 | 22 | 0.0105 | 22 | 0.0105 | 1.1
Saturday | 4:00 | 0 | 0 | 0 | 0.3 | 22 | 26 | 40 | 50 | 0.0011111 | 22 | 0.0105 | 22 | 0.0105 | 1.1
Saturday | 5:00 | 0 | 0 | 0 | 0.3 | 22 | 26 | 40 | 50 | 0.0011111 | 22 | 0.0105 | 22 | 0.0105 | 1.1
Saturday | 6:00 | 0 | 0 | 0 | 0.3 | 22 | 26 | 40 | 50 | 0.0011111 | 22 | 0.0105 | 22 | 0.0105 | 1.1
Saturday | 7:00 | 0 | 0 | 0 | 0.3 | 22 | 26 | 40 | 50 | 0.0011111 | 22 | 0.0105 | 22 | 0.0105 | 1.1
Saturday | 8:00 | 0 | 0 | 0 | 0.3 | 22 | 26 | 40 | 50 | 0.0011111 | 22 | 0.0105 | 22 | 0.0105 | 1.1
Saturday | 9:00 | 0 | 0 | 0 | 0.3 | 22 | 26 | 40 | 50 | 0.0011111 | 22 | 0.0105 | 22 | 0.0105 | 1.1
Saturday | 10:00 | 0 | 0 | 0 | 0.3 | 22 | 26 | 40 | 50 | 0.0011111 | 22 | 0.0105 | 22 | 0.0105 | 1.1
Saturday | 11:00 | 0 | 0 | 0 | 0.3 | 0 | 50 | 0 | 100 | 0 | 22 | 0.0105 | 22 | 0.0105 | 0
Saturday | 12:00 | 0 | 0 | 0 | 0.3 | 0 | 50 | 0 | 100 | 0 | 22 | 0.0105 | 22 | 0.0105 | 0
Saturday | 13:00 | 0 | 0 | 0 | 0.3 | 0 | 50 | 0 | 100 | 0 | 22 | 0.0105 | 22 | 0.0105 | 0
Saturday | 14:00 | 0 | 0 | 0 | 0.3 | 0 | 50 | 0 | 100 | 0 | 22 | 0.0105 | 22 | 0.0105 | 0
Saturday | 15:00 | 0 | 0 | 0 | 0.3 | 0 | 50 | 0 | 100 | 0 | 22 | 0.0105 | 22 | 0.0105 | 0
Saturday | 16:00 | 0 | 0 | 0 | 0.3 | 0 | 50 | 0 | 100 | 0 | 22 | 0.0105 | 22 | 0.0105 | 0
Saturday | 17:00 | 0 | 0 | 0 | 0.3 | 0 | 50 | 0 | 100 | 0 | 22 | 0.0105 | 22 | 0.0105 | 0
Saturday | 18:00 | 0 | 0 | 0 | 0.3 | 0 | 50 | 0 | 100 | 0 | 22 | 0.0105 | 22 | 0.0105 | 0
Saturday | 19:00 | 0 | 0 | 0 | 0.3 | 0 | 50 | 0 | 100 | 0 | 22 | 0.0105 | 22 | 0.0105 | 0
Saturday | 20:00 | 0 | 0 | 0 | 0.3 | 22 | 26 | 40 | 50 | 0.0011111 | 22 | 0.0105 | 22 | 0.0105 | 1.1
Saturday | 21:00 | 0 | 0 | 0 | 0.3 | 22 | 26 | 40 | 50 | 0.0011111 | 22 | 0.0105 | 22 | 0.0105 | 1.1
Saturday | 22:00 | 0 | 0 | 0 | 0.3 | 22 | 26 | 40 | 50 | 0.0011111 | 22 | 0.0105 | 22 | 0.0105 | 1.1
Saturday | 23:00 | 0 | 0 | 0 | 0.3 | 22 | 26 | 40 | 50 | 0.0011111 | 22 | 0.0105 | 22 | 0.0105 | 1.1
Saturday | 0:00 | 0 | 0 | 0 | 0.3 | 22 | 26 | 40 | 50 | 0.0011111 | 22 | 0.0105 | 22 | 0.0105 | 1.1
Sunday | 1:00 | 0 | 0 | 0 | 0.3 | 22 | 26 | 40 | 50 | 0.0011111 | 22 | 0.0105 | 22 | 0.0105 | 1.1
Sunday | 2:00 | 0 | 0 | 0 | 0.3 | 22 | 26 | 40 | 50 | 0.0011111 | 22 | 0.0105 | 22 | 0.0105 | 1.1
Sunday | 3:00 | 0 | 0 | 0 | 0.3 | 22 | 26 | 40 | 50 | 0.0011111 | 22 | 0.0105 | 22 | 0.0105 | 1.1
Sunday | 4:00 | 0 | 0 | 0 | 0.3 | 22 | 26 | 40 | 50 | 0.0011111 | 22 | 0.0105 | 22 | 0.0105 | 1.1
Sunday | 5:00 | 0 | 0 | 0 | 0.3 | 22 | 26 | 40 | 50 | 0.0011111 | 22 | 0.0105 | 22 | 0.0105 | 1.1
Sunday | 6:00 | 0 | 0 | 0 | 0.3 | 22 | 26 | 40 | 50 | 0.0011111 | 22 | 0.0105 | 22 | 0.0105 | 1.1
Sunday | 7:00 | 0 | 0 | 0 | 0.3 | 22 | 26 | 40 | 50 | 0.0011111 | 22 | 0.0105 | 22 | 0.0105 | 1.1
Sunday | 8:00 | 0 | 0 | 0 | 0.3 | 22 | 26 | 40 | 50 | 0.0011111 | 22 | 0.0105 | 22 | 0.0105 | 1.1
Sunday | 9:00 | 0 | 0 | 0 | 0.3 | 22 | 26 | 40 | 50 | 0.0011111 | 22 | 0.0105 | 22 | 0.0105 | 1.1
Sunday | 10:00 | 0 | 0 | 0 | 0.3 | 22 | 26 | 40 | 50 | 0.0011111 | 22 | 0.0105 | 22 | 0.0105 | 1.1
Sunday | 11:00 | 0 | 0 | 0 | 0.3 | 0 | 50 | 0 | 100 | 0 | 22 | 0.0105 | 22 | 0.0105 | 0
Sunday | 12:00 | 0 | 0 | 0 | 0.3 | 0 | 50 | 0 | 100 | 0 | 22 | 0.0105 | 22 | 0.0105 | 0
Sunday | 13:00 | 0 | 0 | 0 | 0.3 | 0 | 50 | 0 | 100 | 0 | 22 | 0.0105 | 22 | 0.0105 | 0
Sunday | 14:00 | 0 | 0 | 0 | 0.3 | 0 | 50 | 0 | 100 | 0 | 22 | 0.0105 | 22 | 0.0105 | 0
Sunday | 15:00 | 0 | 0 | 0 | 0.3 | 0 | 50 | 0 | 100 | 0 | 22 | 0.0105 | 22 | 0.0105 | 0
Sunday | 16:00 | 0 | 0 | 0 | 0.3 | 0 | 50 | 0 | 100 | 0 | 22 | 0.0105 | 22 | 0.0105 | 0
Sunday | 17:00 | 0 | 0 | 0 | 0.3 | 0 | 50 | 0 | 100 | 0 | 22 | 0.0105 | 22 | 0.0105 | 0
Sunday | 18:00 | 0 | 0 | 0 | 0.3 | 0 | 50 | 0 | 100 | 0 | 22 | 0.0105 | 22 | 0.0105 | 0
Sunday | 19:00 | 0 | 0 | 0 | 0.3 | 0 | 50 | 0 | 100 | 0 | 22 | 0.0105 | 22 | 0.0105 | 0
Sunday | 20:00 | 0 | 0 | 0 | 0.3 | 22 | 26 | 40 | 50 | 0.0011111 | 22 | 0.0105 | 22 | 0.0105 | 1.1
Sunday | 21:00 | 0 | 0 | 0 | 0.3 | 22 | 26 | 40 | 50 | 0.0011111 | 22 | 0.0105 | 22 | 0.0105 | 1.1
Sunday | 22:00 | 0 | 0 | 0 | 0.3 | 22 | 26 | 40 | 50 | 0.0011111 | 22 | 0.0105 | 22 | 0.0105 | 1.1
Sunday | 23:00 | 0 | 0 | 0 | 0.3 | 22 | 26 | 40 | 50 | 0.0011111 | 22 | 0.0105 | 22 | 0.0105 | 1.1
Sunday | 0:00 | 0 | 0 | 0 | 0.3 | 22 | 26 | 40 | 50 | 0.0011111 | 22 | 0.0105 | 22 | 0.0105 | 1.1

## Ed-14
| Schedule | Occupancy (Total) | Appliances | Lighting | Infiltration FlowRate | HeatSP | CoolSP | HumSP | DehumSP | Ventilation FlowRate | Ventilation Supply Temperature heating mode | Ventilation Supply specific humidity heating mode | Ventilation Supply Temperature cooling mode | Ventilation Supply specific humidity cooling mode | Domestic Hot Water FlowRate
| Unit | [W/m²] | [W/m²] | [W/m²] | [Vol/h] | [°C] | [°C] | [%] | [%] | [m³/(s m²)] | [°C] | [kg_v/kg_da] | [°C] | [kg_v/kg_da] | [L/(m2 h)]
Weekday | 1:00 | 0 | 0 | 0 | 0.3 | 0 | 50 | 0 | 100 | 0 | 22 | 0.0105 | 22 | 0.0105 | 0
Weekday | 2:00 | 0 | 0 | 0 | 0.3 | 0 | 50 | 0 | 100 | 0 | 22 | 0.0105 | 22 | 0.0105 | 0
Weekday | 3:00 | 0 | 0 | 0 | 0.3 | 0 | 50 | 0 | 100 | 0 | 22 | 0.0105 | 22 | 0.0105 | 0
Weekday | 4:00 | 0 | 0 | 0 | 0.3 | 0 | 50 | 0 | 100 | 0 | 22 | 0.0105 | 22 | 0.0105 | 0
Weekday | 5:00 | 0 | 0 | 0 | 0.3 | 0 | 50 | 0 | 100 | 0 | 22 | 0.0105 | 22 | 0.0105 | 0
Weekday | 6:00 | 0 | 0 | 0 | 0.3 | 0 | 50 | 0 | 100 | 0 | 22 | 0.0105 | 22 | 0.0105 | 0
Weekday | 7:00 | 0 | 0 | 0 | 0.3 | 0 | 50 | 0 | 100 | 0 | 22 | 0.0105 | 22 | 0.0105 | 0
Weekday | 8:00 | 0 | 0 | 0 | 0.3 | 0 | 50 | 0 | 100 | 0 | 22 | 0.0105 | 22 | 0.0105 | 0
Weekday | 9:00 | 0 | 0 | 0 | 0.3 | 22 | 26 | 40 | 50 | 0.0013889 | 22 | 0.0105 | 22 | 0.0105 | 0.62
Weekday | 10:00 | 0 | 0 | 0 | 0.3 | 22 | 26 | 40 | 50 | 0.0013889 | 22 | 0.0105 | 22 | 0.0105 | 0.62
Weekday | 11:00 | 0 | 0 | 0 | 0.3 | 22 | 26 | 40 | 50 | 0.0013889 | 22 | 0.0105 | 22 | 0.0105 | 0.62
Weekday | 12:00 | 0 | 0 | 0 | 0.3 | 22 | 26 | 40 | 50 | 0.0013889 | 22 | 0.0105 | 22 | 0.0105 | 0.62
Weekday | 13:00 | 0 | 0 | 0 | 0.3 | 22 | 26 | 40 | 50 | 0.0013889 | 22 | 0.0105 | 22 | 0.0105 | 0.62
Weekday | 14:00 | 0 | 0 | 0 | 0.3 | 22 | 26 | 40 | 50 | 0.0013889 | 22 | 0.0105 | 22 | 0.0105 | 0.62
Weekday | 15:00 | 0 | 0 | 0 | 0.3 | 22 | 26 | 40 | 50 | 0.0013889 | 22 | 0.0105 | 22 | 0.0105 | 0.62
Weekday | 16:00 | 0 | 0 | 0 | 0.3 | 22 | 26 | 40 | 50 | 0.0013889 | 22 | 0.0105 | 22 | 0.0105 | 0.62
Weekday | 17:00 | 0 | 0 | 0 | 0.3 | 22 | 26 | 40 | 50 | 0.0013889 | 22 | 0.0105 | 22 | 0.0105 | 0.62
Weekday | 18:00 | 0 | 0 | 0 | 0.3 | 22 | 26 | 40 | 50 | 0.0013889 | 22 | 0.0105 | 22 | 0.0105 | 0.62
Weekday | 19:00 | 0 | 0 | 0 | 0.3 | 0 | 50 | 0 | 100 | 0 | 22 | 0.0105 | 22 | 0.0105 | 0
Weekday | 20:00 | 0 | 0 | 0 | 0.3 | 0 | 50 | 0 | 100 | 0 | 22 | 0.0105 | 22 | 0.0105 | 0
Weekday | 21:00 | 0 | 0 | 0 | 0.3 | 0 | 50 | 0 | 100 | 0 | 22 | 0.0105 | 22 | 0.0105 | 0
Weekday | 22:00 | 0 | 0 | 0 | 0.3 | 0 | 50 | 0 | 100 | 0 | 22 | 0.0105 | 22 | 0.0105 | 0
Weekday | 23:00 | 0 | 0 | 0 | 0.3 | 0 | 50 | 0 | 100 | 0 | 22 | 0.0105 | 22 | 0.0105 | 0
Weekday | 0:00 | 0 | 0 | 0 | 0.3 | 0 | 50 | 0 | 100 | 0 | 22 | 0.0105 | 22 | 0.0105 | 0
Saturday | 1:00 | 0 | 0 | 0 | 0.3 | 0 | 50 | 0 | 100 | 0 | 22 | 0.0105 | 22 | 0.0105 | 0
Saturday | 2:00 | 0 | 0 | 0 | 0.3 | 0 | 50 | 0 | 100 | 0 | 22 | 0.0105 | 22 | 0.0105 | 0
Saturday | 3:00 | 0 | 0 | 0 | 0.3 | 0 | 50 | 0 | 100 | 0 | 22 | 0.0105 | 22 | 0.0105 | 0
Saturday | 4:00 | 0 | 0 | 0 | 0.3 | 0 | 50 | 0 | 100 | 0 | 22 | 0.0105 | 22 | 0.0105 | 0
Saturday | 5:00 | 0 | 0 | 0 | 0.3 | 0 | 50 | 0 | 100 | 0 | 22 | 0.0105 | 22 | 0.0105 | 0
Saturday | 6:00 | 0 | 0 | 0 | 0.3 | 0 | 50 | 0 | 100 | 0 | 22 | 0.0105 | 22 | 0.0105 | 0
Saturday | 7:00 | 0 | 0 | 0 | 0.3 | 0 | 50 | 0 | 100 | 0 | 22 | 0.0105 | 22 | 0.0105 | 0
Saturday | 8:00 | 0 | 0 | 0 | 0.3 | 0 | 50 | 0 | 100 | 0 | 22 | 0.0105 | 22 | 0.0105 | 0
Saturday | 9:00 | 0 | 0 | 0 | 0.3 | 0 | 50 | 0 | 100 | 0 | 22 | 0.0105 | 22 | 0.0105 | 0
Saturday | 10:00 | 0 | 0 | 0 | 0.3 | 0 | 50 | 0 | 100 | 0 | 22 | 0.0105 | 22 | 0.0105 | 0
Saturday | 11:00 | 0 | 0 | 0 | 0.3 | 0 | 50 | 0 | 100 | 0 | 22 | 0.0105 | 22 | 0.0105 | 0
Saturday | 12:00 | 0 | 0 | 0 | 0.3 | 0 | 50 | 0 | 100 | 0 | 22 | 0.0105 | 22 | 0.0105 | 0
Saturday | 13:00 | 0 | 0 | 0 | 0.3 | 0 | 50 | 0 | 100 | 0 | 22 | 0.0105 | 22 | 0.0105 | 0
Saturday | 14:00 | 0 | 0 | 0 | 0.3 | 0 | 50 | 0 | 100 | 0 | 22 | 0.0105 | 22 | 0.0105 | 0
Saturday | 15:00 | 0 | 0 | 0 | 0.3 | 0 | 50 | 0 | 100 | 0 | 22 | 0.0105 | 22 | 0.0105 | 0
Saturday | 16:00 | 0 | 0 | 0 | 0.3 | 0 | 50 | 0 | 100 | 0 | 22 | 0.0105 | 22 | 0.0105 | 0
Saturday | 17:00 | 0 | 0 | 0 | 0.3 | 0 | 50 | 0 | 100 | 0 | 22 | 0.0105 | 22 | 0.0105 | 0
Saturday | 18:00 | 0 | 0 | 0 | 0.3 | 0 | 50 | 0 | 100 | 0 | 22 | 0.0105 | 22 | 0.0105 | 0
Saturday | 19:00 | 0 | 0 | 0 | 0.3 | 0 | 50 | 0 | 100 | 0 | 22 | 0.0105 | 22 | 0.0105 | 0
Saturday | 20:00 | 0 | 0 | 0 | 0.3 | 0 | 50 | 0 | 100 | 0 | 22 | 0.0105 | 22 | 0.0105 | 0
Saturday | 21:00 | 0 | 0 | 0 | 0.3 | 0 | 50 | 0 | 100 | 0 | 22 | 0.0105 | 22 | 0.0105 | 0
Saturday | 22:00 | 0 | 0 | 0 | 0.3 | 0 | 50 | 0 | 100 | 0 | 22 | 0.0105 | 22 | 0.0105 | 0
Saturday | 23:00 | 0 | 0 | 0 | 0.3 | 0 | 50 | 0 | 100 | 0 | 22 | 0.0105 | 22 | 0.0105 | 0
Saturday | 0:00 | 0 | 0 | 0 | 0.3 | 0 | 50 | 0 | 100 | 0 | 22 | 0.0105 | 22 | 0.0105 | 0
Sunday | 1:00 | 0 | 0 | 0 | 0.3 | 0 | 50 | 0 | 100 | 0 | 22 | 0.0105 | 22 | 0.0105 | 0
Sunday | 2:00 | 0 | 0 | 0 | 0.3 | 0 | 50 | 0 | 100 | 0 | 22 | 0.0105 | 22 | 0.0105 | 0
Sunday | 3:00 | 0 | 0 | 0 | 0.3 | 0 | 50 | 0 | 100 | 0 | 22 | 0.0105 | 22 | 0.0105 | 0
Sunday | 4:00 | 0 | 0 | 0 | 0.3 | 0 | 50 | 0 | 100 | 0 | 22 | 0.0105 | 22 | 0.0105 | 0
Sunday | 5:00 | 0 | 0 | 0 | 0.3 | 0 | 50 | 0 | 100 | 0 | 22 | 0.0105 | 22 | 0.0105 | 0
Sunday | 6:00 | 0 | 0 | 0 | 0.3 | 0 | 50 | 0 | 100 | 0 | 22 | 0.0105 | 22 | 0.0105 | 0
Sunday | 7:00 | 0 | 0 | 0 | 0.3 | 0 | 50 | 0 | 100 | 0 | 22 | 0.0105 | 22 | 0.0105 | 0
Sunday | 8:00 | 0 | 0 | 0 | 0.3 | 0 | 50 | 0 | 100 | 0 | 22 | 0.0105 | 22 | 0.0105 | 0
Sunday | 9:00 | 0 | 0 | 0 | 0.3 | 0 | 50 | 0 | 100 | 0 | 22 | 0.0105 | 22 | 0.0105 | 0
Sunday | 10:00 | 0 | 0 | 0 | 0.3 | 0 | 50 | 0 | 100 | 0 | 22 | 0.0105 | 22 | 0.0105 | 0
Sunday | 11:00 | 0 | 0 | 0 | 0.3 | 0 | 50 | 0 | 100 | 0 | 22 | 0.0105 | 22 | 0.0105 | 0
Sunday | 12:00 | 0 | 0 | 0 | 0.3 | 0 | 50 | 0 | 100 | 0 | 22 | 0.0105 | 22 | 0.0105 | 0
Sunday | 13:00 | 0 | 0 | 0 | 0.3 | 0 | 50 | 0 | 100 | 0 | 22 | 0.0105 | 22 | 0.0105 | 0
Sunday | 14:00 | 0 | 0 | 0 | 0.3 | 0 | 50 | 0 | 100 | 0 | 22 | 0.0105 | 22 | 0.0105 | 0
Sunday | 15:00 | 0 | 0 | 0 | 0.3 | 0 | 50 | 0 | 100 | 0 | 22 | 0.0105 | 22 | 0.0105 | 0
Sunday | 16:00 | 0 | 0 | 0 | 0.3 | 0 | 50 | 0 | 100 | 0 | 22 | 0.0105 | 22 | 0.0105 | 0
Sunday | 17:00 | 0 | 0 | 0 | 0.3 | 0 | 50 | 0 | 100 | 0 | 22 | 0.0105 | 22 | 0.0105 | 0
Sunday | 18:00 | 0 | 0 | 0 | 0.3 | 0 | 50 | 0 | 100 | 0 | 22 | 0.0105 | 22 | 0.0105 | 0
Sunday | 19:00 | 0 | 0 | 0 | 0.3 | 0 | 50 | 0 | 100 | 0 | 22 | 0.0105 | 22 | 0.0105 | 0
Sunday | 20:00 | 0 | 0 | 0 | 0.3 | 0 | 50 | 0 | 100 | 0 | 22 | 0.0105 | 22 | 0.0105 | 0
Sunday | 21:00 | 0 | 0 | 0 | 0.3 | 0 | 50 | 0 | 100 | 0 | 22 | 0.0105 | 22 | 0.0105 | 0
Sunday | 22:00 | 0 | 0 | 0 | 0.3 | 0 | 50 | 0 | 100 | 0 | 22 | 0.0105 | 22 | 0.0105 | 0
Sunday | 23:00 | 0 | 0 | 0 | 0.3 | 0 | 50 | 0 | 100 | 0 | 22 | 0.0105 | 22 | 0.0105 | 0
Sunday | 0:00 | 0 | 0 | 0 | 0.3 | 0 | 50 | 0 | 100 | 0 | 22 | 0.0105 | 22 | 0.0105 | 0

## Ed-15
| Schedule | Occupancy (Total) | Appliances | Lighting | Infiltration FlowRate | HeatSP | CoolSP | HumSP | DehumSP | Ventilation FlowRate | Ventilation Supply Temperature heating mode | Ventilation Supply specific humidity heating mode | Ventilation Supply Temperature cooling mode | Ventilation Supply specific humidity cooling mode | Domestic Hot Water FlowRate
| Unit | [W/m²] | [W/m²] | [W/m²] | [Vol/h] | [°C] | [°C] | [%] | [%] | [m³/(s m²)] | [°C] | [kg_v/kg_da] | [°C] | [kg_v/kg_da] | [L/(m2 h)]
Weekday | 1:00 | 0 | 0 | 0 | 0.3 | 0 | 50 | 0 | 100 | 0 | 22 | 0.0105 | 22 | 0.0105 | 0
Weekday | 2:00 | 0 | 0 | 0 | 0.3 | 0 | 50 | 0 | 100 | 0 | 22 | 0.0105 | 22 | 0.0105 | 0
Weekday | 3:00 | 0 | 0 | 0 | 0.3 | 0 | 50 | 0 | 100 | 0 | 22 | 0.0105 | 22 | 0.0105 | 0
Weekday | 4:00 | 0 | 0 | 0 | 0.3 | 0 | 50 | 0 | 100 | 0 | 22 | 0.0105 | 22 | 0.0105 | 0
Weekday | 5:00 | 0 | 0 | 0 | 0.3 | 0 | 50 | 0 | 100 | 0 | 22 | 0.0105 | 22 | 0.0105 | 0
Weekday | 6:00 | 0 | 0 | 0 | 0.3 | 0 | 50 | 0 | 100 | 0 | 22 | 0.0105 | 22 | 0.0105 | 0
Weekday | 7:00 | 0 | 0 | 0 | 0.3 | 0 | 50 | 0 | 100 | 0 | 22 | 0.0105 | 22 | 0.0105 | 0
Weekday | 8:00 | 0 | 0 | 0 | 0.3 | 0 | 50 | 0 | 100 | 0 | 22 | 0.0105 | 22 | 0.0105 | 0
Weekday | 9:00 | 0 | 0 | 0 | 0.3 | 22 | 26 | 40 | 50 | 0.00069444 | 22 | 0.0105 | 22 | 0.0105 | 0
Weekday | 10:00 | 0 | 0 | 0 | 0.3 | 22 | 26 | 40 | 50 | 0.00069444 | 22 | 0.0105 | 22 | 0.0105 | 0
Weekday | 11:00 | 0 | 0 | 0 | 0.3 | 22 | 26 | 40 | 50 | 0.00069444 | 22 | 0.0105 | 22 | 0.0105 | 0
Weekday | 12:00 | 0 | 0 | 0 | 0.3 | 22 | 26 | 40 | 50 | 0.00069444 | 22 | 0.0105 | 22 | 0.0105 | 0
Weekday | 13:00 | 0 | 0 | 0 | 0.3 | 22 | 26 | 40 | 50 | 0.00069444 | 22 | 0.0105 | 22 | 0.0105 | 0
Weekday | 14:00 | 0 | 0 | 0 | 0.3 | 22 | 26 | 40 | 50 | 0.00069444 | 22 | 0.0105 | 22 | 0.0105 | 0
Weekday | 15:00 | 0 | 0 | 0 | 0.3 | 22 | 26 | 40 | 50 | 0.00069444 | 22 | 0.0105 | 22 | 0.0105 | 0
Weekday | 16:00 | 0 | 0 | 0 | 0.3 | 22 | 26 | 40 | 50 | 0.00069444 | 22 | 0.0105 | 22 | 0.0105 | 0
Weekday | 17:00 | 0 | 0 | 0 | 0.3 | 22 | 26 | 40 | 50 | 0.00069444 | 22 | 0.0105 | 22 | 0.0105 | 0
Weekday | 18:00 | 0 | 0 | 0 | 0.3 | 22 | 26 | 40 | 50 | 0.00069444 | 22 | 0.0105 | 22 | 0.0105 | 0
Weekday | 19:00 | 0 | 0 | 0 | 0.3 | 0 | 50 | 0 | 100 | 0 | 22 | 0.0105 | 22 | 0.0105 | 0
Weekday | 20:00 | 0 | 0 | 0 | 0.3 | 0 | 50 | 0 | 100 | 0 | 22 | 0.0105 | 22 | 0.0105 | 0
Weekday | 21:00 | 0 | 0 | 0 | 0.3 | 0 | 50 | 0 | 100 | 0 | 22 | 0.0105 | 22 | 0.0105 | 0
Weekday | 22:00 | 0 | 0 | 0 | 0.3 | 0 | 50 | 0 | 100 | 0 | 22 | 0.0105 | 22 | 0.0105 | 0
Weekday | 23:00 | 0 | 0 | 0 | 0.3 | 0 | 50 | 0 | 100 | 0 | 22 | 0.0105 | 22 | 0.0105 | 0
Weekday | 0:00 | 0 | 0 | 0 | 0.3 | 0 | 50 | 0 | 100 | 0 | 22 | 0.0105 | 22 | 0.0105 | 0
Saturday | 1:00 | 0 | 0 | 0 | 0.3 | 0 | 50 | 0 | 100 | 0 | 22 | 0.0105 | 22 | 0.0105 | 0
Saturday | 2:00 | 0 | 0 | 0 | 0.3 | 0 | 50 | 0 | 100 | 0 | 22 | 0.0105 | 22 | 0.0105 | 0
Saturday | 3:00 | 0 | 0 | 0 | 0.3 | 0 | 50 | 0 | 100 | 0 | 22 | 0.0105 | 22 | 0.0105 | 0
Saturday | 4:00 | 0 | 0 | 0 | 0.3 | 0 | 50 | 0 | 100 | 0 | 22 | 0.0105 | 22 | 0.0105 | 0
Saturday | 5:00 | 0 | 0 | 0 | 0.3 | 0 | 50 | 0 | 100 | 0 | 22 | 0.0105 | 22 | 0.0105 | 0
Saturday | 6:00 | 0 | 0 | 0 | 0.3 | 0 | 50 | 0 | 100 | 0 | 22 | 0.0105 | 22 | 0.0105 | 0
Saturday | 7:00 | 0 | 0 | 0 | 0.3 | 0 | 50 | 0 | 100 | 0 | 22 | 0.0105 | 22 | 0.0105 | 0
Saturday | 8:00 | 0 | 0 | 0 | 0.3 | 0 | 50 | 0 | 100 | 0 | 22 | 0.0105 | 22 | 0.0105 | 0
Saturday | 9:00 | 0 | 0 | 0 | 0.3 | 0 | 50 | 0 | 100 | 0 | 22 | 0.0105 | 22 | 0.0105 | 0
Saturday | 10:00 | 0 | 0 | 0 | 0.3 | 0 | 50 | 0 | 100 | 0 | 22 | 0.0105 | 22 | 0.0105 | 0
Saturday | 11:00 | 0 | 0 | 0 | 0.3 | 0 | 50 | 0 | 100 | 0 | 22 | 0.0105 | 22 | 0.0105 | 0
Saturday | 12:00 | 0 | 0 | 0 | 0.3 | 0 | 50 | 0 | 100 | 0 | 22 | 0.0105 | 22 | 0.0105 | 0
Saturday | 13:00 | 0 | 0 | 0 | 0.3 | 0 | 50 | 0 | 100 | 0 | 22 | 0.0105 | 22 | 0.0105 | 0
Saturday | 14:00 | 0 | 0 | 0 | 0.3 | 0 | 50 | 0 | 100 | 0 | 22 | 0.0105 | 22 | 0.0105 | 0
Saturday | 15:00 | 0 | 0 | 0 | 0.3 | 0 | 50 | 0 | 100 | 0 | 22 | 0.0105 | 22 | 0.0105 | 0
Saturday | 16:00 | 0 | 0 | 0 | 0.3 | 0 | 50 | 0 | 100 | 0 | 22 | 0.0105 | 22 | 0.0105 | 0
Saturday | 17:00 | 0 | 0 | 0 | 0.3 | 0 | 50 | 0 | 100 | 0 | 22 | 0.0105 | 22 | 0.0105 | 0
Saturday | 18:00 | 0 | 0 | 0 | 0.3 | 0 | 50 | 0 | 100 | 0 | 22 | 0.0105 | 22 | 0.0105 | 0
Saturday | 19:00 | 0 | 0 | 0 | 0.3 | 0 | 50 | 0 | 100 | 0 | 22 | 0.0105 | 22 | 0.0105 | 0
Saturday | 20:00 | 0 | 0 | 0 | 0.3 | 0 | 50 | 0 | 100 | 0 | 22 | 0.0105 | 22 | 0.0105 | 0
Saturday | 21:00 | 0 | 0 | 0 | 0.3 | 0 | 50 | 0 | 100 | 0 | 22 | 0.0105 | 22 | 0.0105 | 0
Saturday | 22:00 | 0 | 0 | 0 | 0.3 | 0 | 50 | 0 | 100 | 0 | 22 | 0.0105 | 22 | 0.0105 | 0
Saturday | 23:00 | 0 | 0 | 0 | 0.3 | 0 | 50 | 0 | 100 | 0 | 22 | 0.0105 | 22 | 0.0105 | 0
Saturday | 0:00 | 0 | 0 | 0 | 0.3 | 0 | 50 | 0 | 100 | 0 | 22 | 0.0105 | 22 | 0.0105 | 0
Sunday | 1:00 | 0 | 0 | 0 | 0.3 | 0 | 50 | 0 | 100 | 0 | 22 | 0.0105 | 22 | 0.0105 | 0
Sunday | 2:00 | 0 | 0 | 0 | 0.3 | 0 | 50 | 0 | 100 | 0 | 22 | 0.0105 | 22 | 0.0105 | 0
Sunday | 3:00 | 0 | 0 | 0 | 0.3 | 0 | 50 | 0 | 100 | 0 | 22 | 0.0105 | 22 | 0.0105 | 0
Sunday | 4:00 | 0 | 0 | 0 | 0.3 | 0 | 50 | 0 | 100 | 0 | 22 | 0.0105 | 22 | 0.0105 | 0
Sunday | 5:00 | 0 | 0 | 0 | 0.3 | 0 | 50 | 0 | 100 | 0 | 22 | 0.0105 | 22 | 0.0105 | 0
Sunday | 6:00 | 0 | 0 | 0 | 0.3 | 0 | 50 | 0 | 100 | 0 | 22 | 0.0105 | 22 | 0.0105 | 0
Sunday | 7:00 | 0 | 0 | 0 | 0.3 | 0 | 50 | 0 | 100 | 0 | 22 | 0.0105 | 22 | 0.0105 | 0
Sunday | 8:00 | 0 | 0 | 0 | 0.3 | 0 | 50 | 0 | 100 | 0 | 22 | 0.0105 | 22 | 0.0105 | 0
Sunday | 9:00 | 0 | 0 | 0 | 0.3 | 0 | 50 | 0 | 100 | 0 | 22 | 0.0105 | 22 | 0.0105 | 0
Sunday | 10:00 | 0 | 0 | 0 | 0.3 | 0 | 50 | 0 | 100 | 0 | 22 | 0.0105 | 22 | 0.0105 | 0
Sunday | 11:00 | 0 | 0 | 0 | 0.3 | 0 | 50 | 0 | 100 | 0 | 22 | 0.0105 | 22 | 0.0105 | 0
Sunday | 12:00 | 0 | 0 | 0 | 0.3 | 0 | 50 | 0 | 100 | 0 | 22 | 0.0105 | 22 | 0.0105 | 0
Sunday | 13:00 | 0 | 0 | 0 | 0.3 | 0 | 50 | 0 | 100 | 0 | 22 | 0.0105 | 22 | 0.0105 | 0
Sunday | 14:00 | 0 | 0 | 0 | 0.3 | 0 | 50 | 0 | 100 | 0 | 22 | 0.0105 | 22 | 0.0105 | 0
Sunday | 15:00 | 0 | 0 | 0 | 0.3 | 0 | 50 | 0 | 100 | 0 | 22 | 0.0105 | 22 | 0.0105 | 0
Sunday | 16:00 | 0 | 0 | 0 | 0.3 | 0 | 50 | 0 | 100 | 0 | 22 | 0.0105 | 22 | 0.0105 | 0
Sunday | 17:00 | 0 | 0 | 0 | 0.3 | 0 | 50 | 0 | 100 | 0 | 22 | 0.0105 | 22 | 0.0105 | 0
Sunday | 18:00 | 0 | 0 | 0 | 0.3 | 0 | 50 | 0 | 100 | 0 | 22 | 0.0105 | 22 | 0.0105 | 0
Sunday | 19:00 | 0 | 0 | 0 | 0.3 | 0 | 50 | 0 | 100 | 0 | 22 | 0.0105 | 22 | 0.0105 | 0
Sunday | 20:00 | 0 | 0 | 0 | 0.3 | 0 | 50 | 0 | 100 | 0 | 22 | 0.0105 | 22 | 0.0105 | 0
Sunday | 21:00 | 0 | 0 | 0 | 0.3 | 0 | 50 | 0 | 100 | 0 | 22 | 0.0105 | 22 | 0.0105 | 0
Sunday | 22:00 | 0 | 0 | 0 | 0.3 | 0 | 50 | 0 | 100 | 0 | 22 | 0.0105 | 22 | 0.0105 | 0
Sunday | 23:00 | 0 | 0 | 0 | 0.3 | 0 | 50 | 0 | 100 | 0 | 22 | 0.0105 | 22 | 0.0105 | 0
Sunday | 0:00 | 0 | 0 | 0 | 0.3 | 0 | 50 | 0 | 100 | 0 | 22 | 0.0105 | 22 | 0.0105 | 0

## Ed-16
| Schedule | Occupancy (Total) | Appliances | Lighting | Infiltration FlowRate | HeatSP | CoolSP | HumSP | DehumSP | Ventilation FlowRate | Ventilation Supply Temperature heating mode | Ventilation Supply specific humidity heating mode | Ventilation Supply Temperature cooling mode | Ventilation Supply specific humidity cooling mode | Domestic Hot Water FlowRate
| Unit | [W/m²] | [W/m²] | [W/m²] | [Vol/h] | [°C] | [°C] | [%] | [%] | [m³/(s m²)] | [°C] | [kg_v/kg_da] | [°C] | [kg_v/kg_da] | [L/(m2 h)]
Weekday | 1:00 | 0 | 0 | 0 | 0.3 | 0 | 50 | 0 | 100 | 0 | 22 | 0.0105 | 22 | 0.0105 | 0
Weekday | 2:00 | 0 | 0 | 0 | 0.3 | 0 | 50 | 0 | 100 | 0 | 22 | 0.0105 | 22 | 0.0105 | 0
Weekday | 3:00 | 0 | 0 | 0 | 0.3 | 0 | 50 | 0 | 100 | 0 | 22 | 0.0105 | 22 | 0.0105 | 0
Weekday | 4:00 | 0 | 0 | 0 | 0.3 | 0 | 50 | 0 | 100 | 0 | 22 | 0.0105 | 22 | 0.0105 | 0
Weekday | 5:00 | 0 | 0 | 0 | 0.3 | 0 | 50 | 0 | 100 | 0 | 22 | 0.0105 | 22 | 0.0105 | 0
Weekday | 6:00 | 0 | 0 | 0 | 0.3 | 0 | 50 | 0 | 100 | 0 | 22 | 0.0105 | 22 | 0.0105 | 0
Weekday | 7:00 | 0 | 0 | 0 | 0.3 | 0 | 50 | 0 | 100 | 0 | 22 | 0.0105 | 22 | 0.0105 | 0
Weekday | 8:00 | 0 | 0 | 0 | 0.3 | 0 | 50 | 0 | 100 | 0 | 22 | 0.0105 | 22 | 0.0105 | 0
Weekday | 9:00 | 0 | 0 | 0 | 0.3 | 22 | 26 | 40 | 50 | 0.0020833 | 22 | 0.0105 | 22 | 0.0105 | 0.076
Weekday | 10:00 | 0 | 0 | 0 | 0.3 | 22 | 26 | 40 | 50 | 0.0020833 | 22 | 0.0105 | 22 | 0.0105 | 0.076
Weekday | 11:00 | 0 | 0 | 0 | 0.3 | 22 | 26 | 40 | 50 | 0.0020833 | 22 | 0.0105 | 22 | 0.0105 | 0.076
Weekday | 12:00 | 0 | 0 | 0 | 0.3 | 22 | 26 | 40 | 50 | 0.0020833 | 22 | 0.0105 | 22 | 0.0105 | 0.076
Weekday | 13:00 | 0 | 0 | 0 | 0.3 | 22 | 26 | 40 | 50 | 0.0020833 | 22 | 0.0105 | 22 | 0.0105 | 0.076
Weekday | 14:00 | 0 | 0 | 0 | 0.3 | 22 | 26 | 40 | 50 | 0.0020833 | 22 | 0.0105 | 22 | 0.0105 | 0.076
Weekday | 15:00 | 0 | 0 | 0 | 0.3 | 22 | 26 | 40 | 50 | 0.0020833 | 22 | 0.0105 | 22 | 0.0105 | 0.076
Weekday | 16:00 | 0 | 0 | 0 | 0.3 | 22 | 26 | 40 | 50 | 0.0020833 | 22 | 0.0105 | 22 | 0.0105 | 0.076
Weekday | 17:00 | 0 | 0 | 0 | 0.3 | 22 | 26 | 40 | 50 | 0.0020833 | 22 | 0.0105 | 22 | 0.0105 | 0.076
Weekday | 18:00 | 0 | 0 | 0 | 0.3 | 22 | 26 | 40 | 50 | 0.0020833 | 22 | 0.0105 | 22 | 0.0105 | 0.076
Weekday | 19:00 | 0 | 0 | 0 | 0.3 | 0 | 50 | 0 | 100 | 0 | 22 | 0.0105 | 22 | 0.0105 | 0
Weekday | 20:00 | 0 | 0 | 0 | 0.3 | 0 | 50 | 0 | 100 | 0 | 22 | 0.0105 | 22 | 0.0105 | 0
Weekday | 21:00 | 0 | 0 | 0 | 0.3 | 0 | 50 | 0 | 100 | 0 | 22 | 0.0105 | 22 | 0.0105 | 0
Weekday | 22:00 | 0 | 0 | 0 | 0.3 | 0 | 50 | 0 | 100 | 0 | 22 | 0.0105 | 22 | 0.0105 | 0
Weekday | 23:00 | 0 | 0 | 0 | 0.3 | 0 | 50 | 0 | 100 | 0 | 22 | 0.0105 | 22 | 0.0105 | 0
Weekday | 0:00 | 0 | 0 | 0 | 0.3 | 0 | 50 | 0 | 100 | 0 | 22 | 0.0105 | 22 | 0.0105 | 0
Saturday | 1:00 | 0 | 0 | 0 | 0.3 | 0 | 50 | 0 | 100 | 0 | 22 | 0.0105 | 22 | 0.0105 | 0
Saturday | 2:00 | 0 | 0 | 0 | 0.3 | 0 | 50 | 0 | 100 | 0 | 22 | 0.0105 | 22 | 0.0105 | 0
Saturday | 3:00 | 0 | 0 | 0 | 0.3 | 0 | 50 | 0 | 100 | 0 | 22 | 0.0105 | 22 | 0.0105 | 0
Saturday | 4:00 | 0 | 0 | 0 | 0.3 | 0 | 50 | 0 | 100 | 0 | 22 | 0.0105 | 22 | 0.0105 | 0
Saturday | 5:00 | 0 | 0 | 0 | 0.3 | 0 | 50 | 0 | 100 | 0 | 22 | 0.0105 | 22 | 0.0105 | 0
Saturday | 6:00 | 0 | 0 | 0 | 0.3 | 0 | 50 | 0 | 100 | 0 | 22 | 0.0105 | 22 | 0.0105 | 0
Saturday | 7:00 | 0 | 0 | 0 | 0.3 | 0 | 50 | 0 | 100 | 0 | 22 | 0.0105 | 22 | 0.0105 | 0
Saturday | 8:00 | 0 | 0 | 0 | 0.3 | 0 | 50 | 0 | 100 | 0 | 22 | 0.0105 | 22 | 0.0105 | 0
Saturday | 9:00 | 0 | 0 | 0 | 0.3 | 0 | 50 | 0 | 100 | 0 | 22 | 0.0105 | 22 | 0.0105 | 0
Saturday | 10:00 | 0 | 0 | 0 | 0.3 | 0 | 50 | 0 | 100 | 0 | 22 | 0.0105 | 22 | 0.0105 | 0
Saturday | 11:00 | 0 | 0 | 0 | 0.3 | 0 | 50 | 0 | 100 | 0 | 22 | 0.0105 | 22 | 0.0105 | 0
Saturday | 12:00 | 0 | 0 | 0 | 0.3 | 0 | 50 | 0 | 100 | 0 | 22 | 0.0105 | 22 | 0.0105 | 0
Saturday | 13:00 | 0 | 0 | 0 | 0.3 | 0 | 50 | 0 | 100 | 0 | 22 | 0.0105 | 22 | 0.0105 | 0
Saturday | 14:00 | 0 | 0 | 0 | 0.3 | 0 | 50 | 0 | 100 | 0 | 22 | 0.0105 | 22 | 0.0105 | 0
Saturday | 15:00 | 0 | 0 | 0 | 0.3 | 0 | 50 | 0 | 100 | 0 | 22 | 0.0105 | 22 | 0.0105 | 0
Saturday | 16:00 | 0 | 0 | 0 | 0.3 | 0 | 50 | 0 | 100 | 0 | 22 | 0.0105 | 22 | 0.0105 | 0
Saturday | 17:00 | 0 | 0 | 0 | 0.3 | 0 | 50 | 0 | 100 | 0 | 22 | 0.0105 | 22 | 0.0105 | 0
Saturday | 18:00 | 0 | 0 | 0 | 0.3 | 0 | 50 | 0 | 100 | 0 | 22 | 0.0105 | 22 | 0.0105 | 0
Saturday | 19:00 | 0 | 0 | 0 | 0.3 | 0 | 50 | 0 | 100 | 0 | 22 | 0.0105 | 22 | 0.0105 | 0
Saturday | 20:00 | 0 | 0 | 0 | 0.3 | 0 | 50 | 0 | 100 | 0 | 22 | 0.0105 | 22 | 0.0105 | 0
Saturday | 21:00 | 0 | 0 | 0 | 0.3 | 0 | 50 | 0 | 100 | 0 | 22 | 0.0105 | 22 | 0.0105 | 0
Saturday | 22:00 | 0 | 0 | 0 | 0.3 | 0 | 50 | 0 | 100 | 0 | 22 | 0.0105 | 22 | 0.0105 | 0
Saturday | 23:00 | 0 | 0 | 0 | 0.3 | 0 | 50 | 0 | 100 | 0 | 22 | 0.0105 | 22 | 0.0105 | 0
Saturday | 0:00 | 0 | 0 | 0 | 0.3 | 0 | 50 | 0 | 100 | 0 | 22 | 0.0105 | 22 | 0.0105 | 0
Sunday | 1:00 | 0 | 0 | 0 | 0.3 | 0 | 50 | 0 | 100 | 0 | 22 | 0.0105 | 22 | 0.0105 | 0
Sunday | 2:00 | 0 | 0 | 0 | 0.3 | 0 | 50 | 0 | 100 | 0 | 22 | 0.0105 | 22 | 0.0105 | 0
Sunday | 3:00 | 0 | 0 | 0 | 0.3 | 0 | 50 | 0 | 100 | 0 | 22 | 0.0105 | 22 | 0.0105 | 0
Sunday | 4:00 | 0 | 0 | 0 | 0.3 | 0 | 50 | 0 | 100 | 0 | 22 | 0.0105 | 22 | 0.0105 | 0
Sunday | 5:00 | 0 | 0 | 0 | 0.3 | 0 | 50 | 0 | 100 | 0 | 22 | 0.0105 | 22 | 0.0105 | 0
Sunday | 6:00 | 0 | 0 | 0 | 0.3 | 0 | 50 | 0 | 100 | 0 | 22 | 0.0105 | 22 | 0.0105 | 0
Sunday | 7:00 | 0 | 0 | 0 | 0.3 | 0 | 50 | 0 | 100 | 0 | 22 | 0.0105 | 22 | 0.0105 | 0
Sunday | 8:00 | 0 | 0 | 0 | 0.3 | 0 | 50 | 0 | 100 | 0 | 22 | 0.0105 | 22 | 0.0105 | 0
Sunday | 9:00 | 0 | 0 | 0 | 0.3 | 0 | 50 | 0 | 100 | 0 | 22 | 0.0105 | 22 | 0.0105 | 0
Sunday | 10:00 | 0 | 0 | 0 | 0.3 | 0 | 50 | 0 | 100 | 0 | 22 | 0.0105 | 22 | 0.0105 | 0
Sunday | 11:00 | 0 | 0 | 0 | 0.3 | 0 | 50 | 0 | 100 | 0 | 22 | 0.0105 | 22 | 0.0105 | 0
Sunday | 12:00 | 0 | 0 | 0 | 0.3 | 0 | 50 | 0 | 100 | 0 | 22 | 0.0105 | 22 | 0.0105 | 0
Sunday | 13:00 | 0 | 0 | 0 | 0.3 | 0 | 50 | 0 | 100 | 0 | 22 | 0.0105 | 22 | 0.0105 | 0
Sunday | 14:00 | 0 | 0 | 0 | 0.3 | 0 | 50 | 0 | 100 | 0 | 22 | 0.0105 | 22 | 0.0105 | 0
Sunday | 15:00 | 0 | 0 | 0 | 0.3 | 0 | 50 | 0 | 100 | 0 | 22 | 0.0105 | 22 | 0.0105 | 0
Sunday | 16:00 | 0 | 0 | 0 | 0.3 | 0 | 50 | 0 | 100 | 0 | 22 | 0.0105 | 22 | 0.0105 | 0
Sunday | 17:00 | 0 | 0 | 0 | 0.3 | 0 | 50 | 0 | 100 | 0 | 22 | 0.0105 | 22 | 0.0105 | 0
Sunday | 18:00 | 0 | 0 | 0 | 0.3 | 0 | 50 | 0 | 100 | 0 | 22 | 0.0105 | 22 | 0.0105 | 0
Sunday | 19:00 | 0 | 0 | 0 | 0.3 | 0 | 50 | 0 | 100 | 0 | 22 | 0.0105 | 22 | 0.0105 | 0
Sunday | 20:00 | 0 | 0 | 0 | 0.3 | 0 | 50 | 0 | 100 | 0 | 22 | 0.0105 | 22 | 0.0105 | 0
Sunday | 21:00 | 0 | 0 | 0 | 0.3 | 0 | 50 | 0 | 100 | 0 | 22 | 0.0105 | 22 | 0.0105 | 0
Sunday | 22:00 | 0 | 0 | 0 | 0.3 | 0 | 50 | 0 | 100 | 0 | 22 | 0.0105 | 22 | 0.0105 | 0
Sunday | 23:00 | 0 | 0 | 0 | 0.3 | 0 | 50 | 0 | 100 | 0 | 22 | 0.0105 | 22 | 0.0105 | 0
Sunday | 0:00 | 0 | 0 | 0 | 0.3 | 0 | 50 | 0 | 100 | 0 | 22 | 0.0105 | 22 | 0.0105 | 0

## Ed-17
| Schedule | Occupancy (Total) | Appliances | Lighting | Infiltration FlowRate | HeatSP | CoolSP | HumSP | DehumSP | Ventilation FlowRate | Ventilation Supply Temperature heating mode | Ventilation Supply specific humidity heating mode | Ventilation Supply Temperature cooling mode | Ventilation Supply specific humidity cooling mode | Domestic Hot Water FlowRate
| Unit | [W/m²] | [W/m²] | [W/m²] | [Vol/h] | [°C] | [°C] | [%] | [%] | [m³/(s m²)] | [°C] | [kg_v/kg_da] | [°C] | [kg_v/kg_da] | [L/(m2 h)]
Weekday | 1:00 | 0 | 0 | 0 | 0.3 | 0 | 50 | 0 | 100 | 0 | 22 | 0.0105 | 22 | 0.0105 | 0
Weekday | 2:00 | 0 | 0 | 0 | 0.3 | 0 | 50 | 0 | 100 | 0 | 22 | 0.0105 | 22 | 0.0105 | 0
Weekday | 3:00 | 0 | 0 | 0 | 0.3 | 0 | 50 | 0 | 100 | 0 | 22 | 0.0105 | 22 | 0.0105 | 0
Weekday | 4:00 | 0 | 0 | 0 | 0.3 | 0 | 50 | 0 | 100 | 0 | 22 | 0.0105 | 22 | 0.0105 | 0
Weekday | 5:00 | 0 | 0 | 0 | 0.3 | 0 | 50 | 0 | 100 | 0 | 22 | 0.0105 | 22 | 0.0105 | 0
Weekday | 6:00 | 0 | 0 | 0 | 0.3 | 0 | 50 | 0 | 100 | 0 | 22 | 0.0105 | 22 | 0.0105 | 0
Weekday | 7:00 | 0 | 0 | 0 | 0.3 | 0 | 50 | 0 | 100 | 0 | 22 | 0.0105 | 22 | 0.0105 | 0
Weekday | 8:00 | 0 | 0 | 0 | 0.3 | 0 | 50 | 0 | 100 | 0 | 22 | 0.0105 | 22 | 0.0105 | 0
Weekday | 9:00 | 0 | 0 | 0 | 0.3 | 22 | 26 | 40 | 50 | 0.00069444 | 22 | 0.0105 | 22 | 0.0105 | 0
Weekday | 10:00 | 0 | 0 | 0 | 0.3 | 22 | 26 | 40 | 50 | 0.00069444 | 22 | 0.0105 | 22 | 0.0105 | 0
Weekday | 11:00 | 0 | 0 | 0 | 0.3 | 22 | 26 | 40 | 50 | 0.00069444 | 22 | 0.0105 | 22 | 0.0105 | 0
Weekday | 12:00 | 0 | 0 | 0 | 0.3 | 22 | 26 | 40 | 50 | 0.00069444 | 22 | 0.0105 | 22 | 0.0105 | 0
Weekday | 13:00 | 0 | 0 | 0 | 0.3 | 22 | 26 | 40 | 50 | 0.00069444 | 22 | 0.0105 | 22 | 0.0105 | 0
Weekday | 14:00 | 0 | 0 | 0 | 0.3 | 22 | 26 | 40 | 50 | 0.00069444 | 22 | 0.0105 | 22 | 0.0105 | 0
Weekday | 15:00 | 0 | 0 | 0 | 0.3 | 22 | 26 | 40 | 50 | 0.00069444 | 22 | 0.0105 | 22 | 0.0105 | 0
Weekday | 16:00 | 0 | 0 | 0 | 0.3 | 22 | 26 | 40 | 50 | 0.00069444 | 22 | 0.0105 | 22 | 0.0105 | 0
Weekday | 17:00 | 0 | 0 | 0 | 0.3 | 22 | 26 | 40 | 50 | 0.00069444 | 22 | 0.0105 | 22 | 0.0105 | 0
Weekday | 18:00 | 0 | 0 | 0 | 0.3 | 22 | 26 | 40 | 50 | 0.00069444 | 22 | 0.0105 | 22 | 0.0105 | 0
Weekday | 19:00 | 0 | 0 | 0 | 0.3 | 0 | 50 | 0 | 100 | 0 | 22 | 0.0105 | 22 | 0.0105 | 0
Weekday | 20:00 | 0 | 0 | 0 | 0.3 | 0 | 50 | 0 | 100 | 0 | 22 | 0.0105 | 22 | 0.0105 | 0
Weekday | 21:00 | 0 | 0 | 0 | 0.3 | 0 | 50 | 0 | 100 | 0 | 22 | 0.0105 | 22 | 0.0105 | 0
Weekday | 22:00 | 0 | 0 | 0 | 0.3 | 0 | 50 | 0 | 100 | 0 | 22 | 0.0105 | 22 | 0.0105 | 0
Weekday | 23:00 | 0 | 0 | 0 | 0.3 | 0 | 50 | 0 | 100 | 0 | 22 | 0.0105 | 22 | 0.0105 | 0
Weekday | 0:00 | 0 | 0 | 0 | 0.3 | 0 | 50 | 0 | 100 | 0 | 22 | 0.0105 | 22 | 0.0105 | 0
Saturday | 1:00 | 0 | 0 | 0 | 0.3 | 0 | 50 | 0 | 100 | 0 | 22 | 0.0105 | 22 | 0.0105 | 0
Saturday | 2:00 | 0 | 0 | 0 | 0.3 | 0 | 50 | 0 | 100 | 0 | 22 | 0.0105 | 22 | 0.0105 | 0
Saturday | 3:00 | 0 | 0 | 0 | 0.3 | 0 | 50 | 0 | 100 | 0 | 22 | 0.0105 | 22 | 0.0105 | 0
Saturday | 4:00 | 0 | 0 | 0 | 0.3 | 0 | 50 | 0 | 100 | 0 | 22 | 0.0105 | 22 | 0.0105 | 0
Saturday | 5:00 | 0 | 0 | 0 | 0.3 | 0 | 50 | 0 | 100 | 0 | 22 | 0.0105 | 22 | 0.0105 | 0
Saturday | 6:00 | 0 | 0 | 0 | 0.3 | 0 | 50 | 0 | 100 | 0 | 22 | 0.0105 | 22 | 0.0105 | 0
Saturday | 7:00 | 0 | 0 | 0 | 0.3 | 0 | 50 | 0 | 100 | 0 | 22 | 0.0105 | 22 | 0.0105 | 0
Saturday | 8:00 | 0 | 0 | 0 | 0.3 | 0 | 50 | 0 | 100 | 0 | 22 | 0.0105 | 22 | 0.0105 | 0
Saturday | 9:00 | 0 | 0 | 0 | 0.3 | 0 | 50 | 0 | 100 | 0 | 22 | 0.0105 | 22 | 0.0105 | 0
Saturday | 10:00 | 0 | 0 | 0 | 0.3 | 0 | 50 | 0 | 100 | 0 | 22 | 0.0105 | 22 | 0.0105 | 0
Saturday | 11:00 | 0 | 0 | 0 | 0.3 | 0 | 50 | 0 | 100 | 0 | 22 | 0.0105 | 22 | 0.0105 | 0
Saturday | 12:00 | 0 | 0 | 0 | 0.3 | 0 | 50 | 0 | 100 | 0 | 22 | 0.0105 | 22 | 0.0105 | 0
Saturday | 13:00 | 0 | 0 | 0 | 0.3 | 0 | 50 | 0 | 100 | 0 | 22 | 0.0105 | 22 | 0.0105 | 0
Saturday | 14:00 | 0 | 0 | 0 | 0.3 | 0 | 50 | 0 | 100 | 0 | 22 | 0.0105 | 22 | 0.0105 | 0
Saturday | 15:00 | 0 | 0 | 0 | 0.3 | 0 | 50 | 0 | 100 | 0 | 22 | 0.0105 | 22 | 0.0105 | 0
Saturday | 16:00 | 0 | 0 | 0 | 0.3 | 0 | 50 | 0 | 100 | 0 | 22 | 0.0105 | 22 | 0.0105 | 0
Saturday | 17:00 | 0 | 0 | 0 | 0.3 | 0 | 50 | 0 | 100 | 0 | 22 | 0.0105 | 22 | 0.0105 | 0
Saturday | 18:00 | 0 | 0 | 0 | 0.3 | 0 | 50 | 0 | 100 | 0 | 22 | 0.0105 | 22 | 0.0105 | 0
Saturday | 19:00 | 0 | 0 | 0 | 0.3 | 0 | 50 | 0 | 100 | 0 | 22 | 0.0105 | 22 | 0.0105 | 0
Saturday | 20:00 | 0 | 0 | 0 | 0.3 | 0 | 50 | 0 | 100 | 0 | 22 | 0.0105 | 22 | 0.0105 | 0
Saturday | 21:00 | 0 | 0 | 0 | 0.3 | 0 | 50 | 0 | 100 | 0 | 22 | 0.0105 | 22 | 0.0105 | 0
Saturday | 22:00 | 0 | 0 | 0 | 0.3 | 0 | 50 | 0 | 100 | 0 | 22 | 0.0105 | 22 | 0.0105 | 0
Saturday | 23:00 | 0 | 0 | 0 | 0.3 | 0 | 50 | 0 | 100 | 0 | 22 | 0.0105 | 22 | 0.0105 | 0
Saturday | 0:00 | 0 | 0 | 0 | 0.3 | 0 | 50 | 0 | 100 | 0 | 22 | 0.0105 | 22 | 0.0105 | 0
Sunday | 1:00 | 0 | 0 | 0 | 0.3 | 0 | 50 | 0 | 100 | 0 | 22 | 0.0105 | 22 | 0.0105 | 0
Sunday | 2:00 | 0 | 0 | 0 | 0.3 | 0 | 50 | 0 | 100 | 0 | 22 | 0.0105 | 22 | 0.0105 | 0
Sunday | 3:00 | 0 | 0 | 0 | 0.3 | 0 | 50 | 0 | 100 | 0 | 22 | 0.0105 | 22 | 0.0105 | 0
Sunday | 4:00 | 0 | 0 | 0 | 0.3 | 0 | 50 | 0 | 100 | 0 | 22 | 0.0105 | 22 | 0.0105 | 0
Sunday | 5:00 | 0 | 0 | 0 | 0.3 | 0 | 50 | 0 | 100 | 0 | 22 | 0.0105 | 22 | 0.0105 | 0
Sunday | 6:00 | 0 | 0 | 0 | 0.3 | 0 | 50 | 0 | 100 | 0 | 22 | 0.0105 | 22 | 0.0105 | 0
Sunday | 7:00 | 0 | 0 | 0 | 0.3 | 0 | 50 | 0 | 100 | 0 | 22 | 0.0105 | 22 | 0.0105 | 0
Sunday | 8:00 | 0 | 0 | 0 | 0.3 | 0 | 50 | 0 | 100 | 0 | 22 | 0.0105 | 22 | 0.0105 | 0
Sunday | 9:00 | 0 | 0 | 0 | 0.3 | 0 | 50 | 0 | 100 | 0 | 22 | 0.0105 | 22 | 0.0105 | 0
Sunday | 10:00 | 0 | 0 | 0 | 0.3 | 0 | 50 | 0 | 100 | 0 | 22 | 0.0105 | 22 | 0.0105 | 0
Sunday | 11:00 | 0 | 0 | 0 | 0.3 | 0 | 50 | 0 | 100 | 0 | 22 | 0.0105 | 22 | 0.0105 | 0
Sunday | 12:00 | 0 | 0 | 0 | 0.3 | 0 | 50 | 0 | 100 | 0 | 22 | 0.0105 | 22 | 0.0105 | 0
Sunday | 13:00 | 0 | 0 | 0 | 0.3 | 0 | 50 | 0 | 100 | 0 | 22 | 0.0105 | 22 | 0.0105 | 0
Sunday | 14:00 | 0 | 0 | 0 | 0.3 | 0 | 50 | 0 | 100 | 0 | 22 | 0.0105 | 22 | 0.0105 | 0
Sunday | 15:00 | 0 | 0 | 0 | 0.3 | 0 | 50 | 0 | 100 | 0 | 22 | 0.0105 | 22 | 0.0105 | 0
Sunday | 16:00 | 0 | 0 | 0 | 0.3 | 0 | 50 | 0 | 100 | 0 | 22 | 0.0105 | 22 | 0.0105 | 0
Sunday | 17:00 | 0 | 0 | 0 | 0.3 | 0 | 50 | 0 | 100 | 0 | 22 | 0.0105 | 22 | 0.0105 | 0
Sunday | 18:00 | 0 | 0 | 0 | 0.3 | 0 | 50 | 0 | 100 | 0 | 22 | 0.0105 | 22 | 0.0105 | 0
Sunday | 19:00 | 0 | 0 | 0 | 0.3 | 0 | 50 | 0 | 100 | 0 | 22 | 0.0105 | 22 | 0.0105 | 0
Sunday | 20:00 | 0 | 0 | 0 | 0.3 | 0 | 50 | 0 | 100 | 0 | 22 | 0.0105 | 22 | 0.0105 | 0
Sunday | 21:00 | 0 | 0 | 0 | 0.3 | 0 | 50 | 0 | 100 | 0 | 22 | 0.0105 | 22 | 0.0105 | 0
Sunday | 22:00 | 0 | 0 | 0 | 0.3 | 0 | 50 | 0 | 100 | 0 | 22 | 0.0105 | 22 | 0.0105 | 0
Sunday | 23:00 | 0 | 0 | 0 | 0.3 | 0 | 50 | 0 | 100 | 0 | 22 | 0.0105 | 22 | 0.0105 | 0
Sunday | 0:00 | 0 | 0 | 0 | 0.3 | 0 | 50 | 0 | 100 | 0 | 22 | 0.0105 | 22 | 0.0105 | 0

## Ed-18
| Schedule | Occupancy (Total) | Appliances | Lighting | Infiltration FlowRate | HeatSP | CoolSP | HumSP | DehumSP | Ventilation FlowRate | Ventilation Supply Temperature heating mode | Ventilation Supply specific humidity heating mode | Ventilation Supply Temperature cooling mode | Ventilation Supply specific humidity cooling mode | Domestic Hot Water FlowRate
| Unit | [W/m²] | [W/m²] | [W/m²] | [Vol/h] | [°C] | [°C] | [%] | [%] | [m³/(s m²)] | [°C] | [kg_v/kg_da] | [°C] | [kg_v/kg_da] | [L/(m2 h)]
Weekday | 1:00 | 0 | 0 | 0 | 0.3 | 0 | 50 | 0 | 100 | 0 | 22 | 0.0105 | 22 | 0.0105 | 0
Weekday | 2:00 | 0 | 0 | 0 | 0.3 | 0 | 50 | 0 | 100 | 0 | 22 | 0.0105 | 22 | 0.0105 | 0
Weekday | 3:00 | 0 | 0 | 0 | 0.3 | 0 | 50 | 0 | 100 | 0 | 22 | 0.0105 | 22 | 0.0105 | 0
Weekday | 4:00 | 0 | 0 | 0 | 0.3 | 0 | 50 | 0 | 100 | 0 | 22 | 0.0105 | 22 | 0.0105 | 0
Weekday | 5:00 | 0 | 0 | 0 | 0.3 | 0 | 50 | 0 | 100 | 0 | 22 | 0.0105 | 22 | 0.0105 | 0
Weekday | 6:00 | 0 | 0 | 0 | 0.3 | 0 | 50 | 0 | 100 | 0 | 22 | 0.0105 | 22 | 0.0105 | 0
Weekday | 7:00 | 0 | 0 | 0 | 0.3 | 0 | 50 | 0 | 100 | 0 | 22 | 0.0105 | 22 | 0.0105 | 0
Weekday | 8:00 | 0 | 0 | 0 | 0.3 | 0 | 50 | 0 | 100 | 0 | 22 | 0.0105 | 22 | 0.0105 | 0
Weekday | 9:00 | 0 | 0 | 0 | 0.3 | 22 | 26 | 40 | 50 | 0.00069444 | 22 | 0.0105 | 22 | 0.0105 | 0
Weekday | 10:00 | 0 | 0 | 0 | 0.3 | 22 | 26 | 40 | 50 | 0.00069444 | 22 | 0.0105 | 22 | 0.0105 | 0
Weekday | 11:00 | 0 | 0 | 0 | 0.3 | 22 | 26 | 40 | 50 | 0.00069444 | 22 | 0.0105 | 22 | 0.0105 | 0
Weekday | 12:00 | 0 | 0 | 0 | 0.3 | 22 | 26 | 40 | 50 | 0.00069444 | 22 | 0.0105 | 22 | 0.0105 | 0
Weekday | 13:00 | 0 | 0 | 0 | 0.3 | 22 | 26 | 40 | 50 | 0.00069444 | 22 | 0.0105 | 22 | 0.0105 | 0
Weekday | 14:00 | 0 | 0 | 0 | 0.3 | 22 | 26 | 40 | 50 | 0.00069444 | 22 | 0.0105 | 22 | 0.0105 | 0
Weekday | 15:00 | 0 | 0 | 0 | 0.3 | 22 | 26 | 40 | 50 | 0.00069444 | 22 | 0.0105 | 22 | 0.0105 | 0
Weekday | 16:00 | 0 | 0 | 0 | 0.3 | 22 | 26 | 40 | 50 | 0.00069444 | 22 | 0.0105 | 22 | 0.0105 | 0
Weekday | 17:00 | 0 | 0 | 0 | 0.3 | 22 | 26 | 40 | 50 | 0.00069444 | 22 | 0.0105 | 22 | 0.0105 | 0
Weekday | 18:00 | 0 | 0 | 0 | 0.3 | 22 | 26 | 40 | 50 | 0.00069444 | 22 | 0.0105 | 22 | 0.0105 | 0
Weekday | 19:00 | 0 | 0 | 0 | 0.3 | 0 | 50 | 0 | 100 | 0 | 22 | 0.0105 | 22 | 0.0105 | 0
Weekday | 20:00 | 0 | 0 | 0 | 0.3 | 0 | 50 | 0 | 100 | 0 | 22 | 0.0105 | 22 | 0.0105 | 0
Weekday | 21:00 | 0 | 0 | 0 | 0.3 | 0 | 50 | 0 | 100 | 0 | 22 | 0.0105 | 22 | 0.0105 | 0
Weekday | 22:00 | 0 | 0 | 0 | 0.3 | 0 | 50 | 0 | 100 | 0 | 22 | 0.0105 | 22 | 0.0105 | 0
Weekday | 23:00 | 0 | 0 | 0 | 0.3 | 0 | 50 | 0 | 100 | 0 | 22 | 0.0105 | 22 | 0.0105 | 0
Weekday | 0:00 | 0 | 0 | 0 | 0.3 | 0 | 50 | 0 | 100 | 0 | 22 | 0.0105 | 22 | 0.0105 | 0
Saturday | 1:00 | 0 | 0 | 0 | 0.3 | 0 | 50 | 0 | 100 | 0 | 22 | 0.0105 | 22 | 0.0105 | 0
Saturday | 2:00 | 0 | 0 | 0 | 0.3 | 0 | 50 | 0 | 100 | 0 | 22 | 0.0105 | 22 | 0.0105 | 0
Saturday | 3:00 | 0 | 0 | 0 | 0.3 | 0 | 50 | 0 | 100 | 0 | 22 | 0.0105 | 22 | 0.0105 | 0
Saturday | 4:00 | 0 | 0 | 0 | 0.3 | 0 | 50 | 0 | 100 | 0 | 22 | 0.0105 | 22 | 0.0105 | 0
Saturday | 5:00 | 0 | 0 | 0 | 0.3 | 0 | 50 | 0 | 100 | 0 | 22 | 0.0105 | 22 | 0.0105 | 0
Saturday | 6:00 | 0 | 0 | 0 | 0.3 | 0 | 50 | 0 | 100 | 0 | 22 | 0.0105 | 22 | 0.0105 | 0
Saturday | 7:00 | 0 | 0 | 0 | 0.3 | 0 | 50 | 0 | 100 | 0 | 22 | 0.0105 | 22 | 0.0105 | 0
Saturday | 8:00 | 0 | 0 | 0 | 0.3 | 0 | 50 | 0 | 100 | 0 | 22 | 0.0105 | 22 | 0.0105 | 0
Saturday | 9:00 | 0 | 0 | 0 | 0.3 | 0 | 50 | 0 | 100 | 0 | 22 | 0.0105 | 22 | 0.0105 | 0
Saturday | 10:00 | 0 | 0 | 0 | 0.3 | 0 | 50 | 0 | 100 | 0 | 22 | 0.0105 | 22 | 0.0105 | 0
Saturday | 11:00 | 0 | 0 | 0 | 0.3 | 0 | 50 | 0 | 100 | 0 | 22 | 0.0105 | 22 | 0.0105 | 0
Saturday | 12:00 | 0 | 0 | 0 | 0.3 | 0 | 50 | 0 | 100 | 0 | 22 | 0.0105 | 22 | 0.0105 | 0
Saturday | 13:00 | 0 | 0 | 0 | 0.3 | 0 | 50 | 0 | 100 | 0 | 22 | 0.0105 | 22 | 0.0105 | 0
Saturday | 14:00 | 0 | 0 | 0 | 0.3 | 0 | 50 | 0 | 100 | 0 | 22 | 0.0105 | 22 | 0.0105 | 0
Saturday | 15:00 | 0 | 0 | 0 | 0.3 | 0 | 50 | 0 | 100 | 0 | 22 | 0.0105 | 22 | 0.0105 | 0
Saturday | 16:00 | 0 | 0 | 0 | 0.3 | 0 | 50 | 0 | 100 | 0 | 22 | 0.0105 | 22 | 0.0105 | 0
Saturday | 17:00 | 0 | 0 | 0 | 0.3 | 0 | 50 | 0 | 100 | 0 | 22 | 0.0105 | 22 | 0.0105 | 0
Saturday | 18:00 | 0 | 0 | 0 | 0.3 | 0 | 50 | 0 | 100 | 0 | 22 | 0.0105 | 22 | 0.0105 | 0
Saturday | 19:00 | 0 | 0 | 0 | 0.3 | 0 | 50 | 0 | 100 | 0 | 22 | 0.0105 | 22 | 0.0105 | 0
Saturday | 20:00 | 0 | 0 | 0 | 0.3 | 0 | 50 | 0 | 100 | 0 | 22 | 0.0105 | 22 | 0.0105 | 0
Saturday | 21:00 | 0 | 0 | 0 | 0.3 | 0 | 50 | 0 | 100 | 0 | 22 | 0.0105 | 22 | 0.0105 | 0
Saturday | 22:00 | 0 | 0 | 0 | 0.3 | 0 | 50 | 0 | 100 | 0 | 22 | 0.0105 | 22 | 0.0105 | 0
Saturday | 23:00 | 0 | 0 | 0 | 0.3 | 0 | 50 | 0 | 100 | 0 | 22 | 0.0105 | 22 | 0.0105 | 0
Saturday | 0:00 | 0 | 0 | 0 | 0.3 | 0 | 50 | 0 | 100 | 0 | 22 | 0.0105 | 22 | 0.0105 | 0
Sunday | 1:00 | 0 | 0 | 0 | 0.3 | 0 | 50 | 0 | 100 | 0 | 22 | 0.0105 | 22 | 0.0105 | 0
Sunday | 2:00 | 0 | 0 | 0 | 0.3 | 0 | 50 | 0 | 100 | 0 | 22 | 0.0105 | 22 | 0.0105 | 0
Sunday | 3:00 | 0 | 0 | 0 | 0.3 | 0 | 50 | 0 | 100 | 0 | 22 | 0.0105 | 22 | 0.0105 | 0
Sunday | 4:00 | 0 | 0 | 0 | 0.3 | 0 | 50 | 0 | 100 | 0 | 22 | 0.0105 | 22 | 0.0105 | 0
Sunday | 5:00 | 0 | 0 | 0 | 0.3 | 0 | 50 | 0 | 100 | 0 | 22 | 0.0105 | 22 | 0.0105 | 0
Sunday | 6:00 | 0 | 0 | 0 | 0.3 | 0 | 50 | 0 | 100 | 0 | 22 | 0.0105 | 22 | 0.0105 | 0
Sunday | 7:00 | 0 | 0 | 0 | 0.3 | 0 | 50 | 0 | 100 | 0 | 22 | 0.0105 | 22 | 0.0105 | 0
Sunday | 8:00 | 0 | 0 | 0 | 0.3 | 0 | 50 | 0 | 100 | 0 | 22 | 0.0105 | 22 | 0.0105 | 0
Sunday | 9:00 | 0 | 0 | 0 | 0.3 | 0 | 50 | 0 | 100 | 0 | 22 | 0.0105 | 22 | 0.0105 | 0
Sunday | 10:00 | 0 | 0 | 0 | 0.3 | 0 | 50 | 0 | 100 | 0 | 22 | 0.0105 | 22 | 0.0105 | 0
Sunday | 11:00 | 0 | 0 | 0 | 0.3 | 0 | 50 | 0 | 100 | 0 | 22 | 0.0105 | 22 | 0.0105 | 0
Sunday | 12:00 | 0 | 0 | 0 | 0.3 | 0 | 50 | 0 | 100 | 0 | 22 | 0.0105 | 22 | 0.0105 | 0
Sunday | 13:00 | 0 | 0 | 0 | 0.3 | 0 | 50 | 0 | 100 | 0 | 22 | 0.0105 | 22 | 0.0105 | 0
Sunday | 14:00 | 0 | 0 | 0 | 0.3 | 0 | 50 | 0 | 100 | 0 | 22 | 0.0105 | 22 | 0.0105 | 0
Sunday | 15:00 | 0 | 0 | 0 | 0.3 | 0 | 50 | 0 | 100 | 0 | 22 | 0.0105 | 22 | 0.0105 | 0
Sunday | 16:00 | 0 | 0 | 0 | 0.3 | 0 | 50 | 0 | 100 | 0 | 22 | 0.0105 | 22 | 0.0105 | 0
Sunday | 17:00 | 0 | 0 | 0 | 0.3 | 0 | 50 | 0 | 100 | 0 | 22 | 0.0105 | 22 | 0.0105 | 0
Sunday | 18:00 | 0 | 0 | 0 | 0.3 | 0 | 50 | 0 | 100 | 0 | 22 | 0.0105 | 22 | 0.0105 | 0
Sunday | 19:00 | 0 | 0 | 0 | 0.3 | 0 | 50 | 0 | 100 | 0 | 22 | 0.0105 | 22 | 0.0105 | 0
Sunday | 20:00 | 0 | 0 | 0 | 0.3 | 0 | 50 | 0 | 100 | 0 | 22 | 0.0105 | 22 | 0.0105 | 0
Sunday | 21:00 | 0 | 0 | 0 | 0.3 | 0 | 50 | 0 | 100 | 0 | 22 | 0.0105 | 22 | 0.0105 | 0
Sunday | 22:00 | 0 | 0 | 0 | 0.3 | 0 | 50 | 0 | 100 | 0 | 22 | 0.0105 | 22 | 0.0105 | 0
Sunday | 23:00 | 0 | 0 | 0 | 0.3 | 0 | 50 | 0 | 100 | 0 | 22 | 0.0105 | 22 | 0.0105 | 0
Sunday | 0:00 | 0 | 0 | 0 | 0.3 | 0 | 50 | 0 | 100 | 0 | 22 | 0.0105 | 22 | 0.0105 | 0